## README
Master Item Catalogue — How This Workbook Is Structured
This workbook implements the item-master architecture recommended for your inventory/purchasing/consumption software: Category -> Subcategory -> Item -> Specification -> Brand -> Unit, with a separate many-to-many Trade reference.
Sheets in this workbook:
• Item Master — the main table. One row per item/SKU, following the recommended column set (Item Code, Trade, Category, Subcategory, Item Name, Specification, Brand, Size, Grade, Unit, Purchase Unit, Issue Unit, Conversion Factor, Min/Max/Reorder stock, Notes, Active).
• Units Master — standard unit list so units aren't hard-coded into the item table.
• Trade Master — standard trade list (Mason, Electrician, Plumber, etc.) for the Trade column.
• Category Master — the Category/Subcategory hierarchy used across the item list.
• Brand Master — starter template; replace the placeholder rows with your actual supplier/brand names.
What's included:
~116 starter items across Masonry & Civil, Mason Tools, Electrical, Plumbing, General Construction, and Safety/PPE — enough to seed your database and test the structure end-to-end.
Next steps:
1. Replace 'Any/Multiple' brand placeholders with real brand names once you finalize suppliers (cross-reference the Brand Master sheet).
2. Adjust Minimum/Maximum/Reorder stock values — the numbers here are illustrative starting points, not calculated from real demand data.
3. Expand the Item Master with your remaining SKUs using the same Item Code pattern: CATEGORY-SUBCATEGORY-NUMBER (e.g. CEM-OPC-001).
4. When you build the database, keep Category, Subcategory, Unit, Trade, and Brand as separate lookup tables (as they are here) rather than free-text fields in the item row.
2026-09-12 Expansion: Added 365 professional core construction items covering masonry, civil materials, reinforcement, formwork, electrical, plumbing, sanitary, hardware and PPE. Existing architecture and sheets were preserved.
Expanded catalogue sections added: Roofing & Insulation; Gypsum & False Ceiling; Flooring & Carpets; Kitchen Materials & Accessories; Complete Bathroom & Sanitary catalogue; Road & Infrastructure materials; Landscaping & Garden materials; Fire Fighting system; Security & Low Voltage systems; Solar & Renewable Energy; Scaffolding & Formwork complete system; Industrial materials and MEP items.
All added items include Item Code, Trade, Category, Subcategory, Item Name, Specification, Brand placeholder, Size, Grade, Unit, Purchase/Issue Unit, Conversion Factor, Min/Max/Reorder stock, Notes and Active status.

## Expansion Summary
New Catalogue Section | Items Added | Coverage
Roofing & Insulation | 30 | Detailed item, specification, size, grade, brand placeholder, units, stock levels and notes
Gypsum & False Ceiling | 34 | Detailed item, specification, size, grade, brand placeholder, units, stock levels and notes
Flooring & Carpets | 30 | Detailed item, specification, size, grade, brand placeholder, units, stock levels and notes
Kitchen Materials & Accessories | 34 | Detailed item, specification, size, grade, brand placeholder, units, stock levels and notes
Complete Bathroom & Sanitary catalogue | 40 | Detailed item, specification, size, grade, brand placeholder, units, stock levels and notes
Road & Infrastructure materials | 34 | Detailed item, specification, size, grade, brand placeholder, units, stock levels and notes
Landscaping & Garden materials | 35 | Detailed item, specification, size, grade, brand placeholder, units, stock levels and notes
Fire Fighting system | 38 | Detailed item, specification, size, grade, brand placeholder, units, stock levels and notes
Security & Low Voltage systems | 34 | Detailed item, specification, size, grade, brand placeholder, units, stock levels and notes
Solar & Renewable Energy | 30 | Detailed item, specification, size, grade, brand placeholder, units, stock levels and notes
Scaffolding & Formwork complete system | 36 | Detailed item, specification, size, grade, brand placeholder, units, stock levels and notes
Industrial materials and MEP items | 50 | Detailed item, specification, size, grade, brand placeholder, units, stock levels and notes
Total new items | 425
Total Item Master rows | 1162

## Item Master
Item Code | Trade | Category | Subcategory | Item Name | Specification | Brand | Size | Grade | Unit | Purchase Unit | Issue Unit | Conversion Factor | Minimum Stock | Maximum Stock | Reorder Level | Notes | Active
CEM-OPC-001 | Mason | Cement & Binding | Cement | Ordinary Portland Cement | 50 kg bag, Grade 42.5N | Any/Multiple | 50 kg | 42.5N | Bag | Bag | Bag | 1 | 50 | 500 | 100 | General masonry work | Yes
CEM-PPC-001 | Mason | Cement & Binding | Cement | Portland Pozzolana Cement | 50 kg bag | Any/Multiple | 50 kg | 33 Grade | Bag | Bag | Bag | 1 | 50 | 500 | 100 | Used for mass concreting | Yes
CEM-WHT-001 | Mason | Cement & Binding | Cement | White Cement | 40 kg bag | Any/Multiple | 40 kg | - | Bag | Bag | Bag | 1 | 10 | 100 | 20 | Finishing/decorative work | Yes
BRK-RED-001 | Mason | Bricks | Clay Bricks | Red Clay Brick | Standard 9x4x3 in | Local | Standard | Class A | Piece | Piece | Piece | 1 | 5000 | 50000 | 10000 | Wall construction | Yes
BRK-FLA-001 | Mason | Bricks | Fly Ash Bricks | Fly Ash Brick | Standard 9x4x3 in | Local | Standard | - | Piece | Piece | Piece | 1 | 5000 | 50000 | 10000 | Eco-friendly alternative | Yes
BRK-FIR-001 | Mason | Bricks | Fire Bricks | Fire Brick | Standard, heat resistant | Any/Multiple | Standard | - | Piece | Piece | Piece | 1 | 200 | 2000 | 500 | Chimneys/furnaces | Yes
BLK-CON-004 | Mason | Blocks | Concrete Blocks | Concrete Hollow Block 4in | 4 in thick | Local | 4 in | - | Piece | Piece | Piece | 1 | 1000 | 10000 | 2000 | Partition walls | Yes
BLK-CON-006 | Mason | Blocks | Concrete Blocks | Concrete Hollow Block 6in | 6 in thick | Local | 6 in | - | Piece | Piece | Piece | 1 | 1000 | 10000 | 2000 | Load bearing walls | Yes
BLK-CON-008 | Mason | Blocks | Concrete Blocks | Concrete Hollow Block 8in | 8 in thick | Local | 8 in | - | Piece | Piece | Piece | 1 | 1000 | 10000 | 2000 | Load bearing walls | Yes
BLK-AAC-001 | Mason | Blocks | AAC Blocks | AAC Block | 600x200x100 mm | Any/Multiple | 600x200x100 mm | - | Piece | Piece | Piece | 1 | 500 | 5000 | 1000 | Lightweight walling | Yes
SND-RAV-001 | Mason | Sand | River Sand | River Sand | Coarse, washed | Local | - | - | CFT | Truck | CFT | 1 | 500 | 5000 | 1000 | Concrete/plaster mix | Yes
SND-CRS-001 | Mason | Sand | Crush Sand | Crush Sand (M-Sand) | Manufactured sand | Local | - | - | CFT | Truck | CFT | 1 | 500 | 5000 | 1000 | Concrete work | Yes
SND-PLS-001 | Mason | Sand | Plaster Sand | Plaster Sand | Fine, sieved | Local | - | - | CFT | Truck | CFT | 1 | 300 | 3000 | 600 | Plastering work | Yes
AGG-010-001 | Mason | Aggregates | Coarse Aggregate | Aggregate 10mm | Crushed stone, graded | Local | 10 mm | - | CFT | Truck | CFT | 1 | 500 | 5000 | 1000 | Concrete mix | Yes
AGG-020-001 | Mason | Aggregates | Coarse Aggregate | Aggregate 20mm | Crushed stone, graded | Local | 20 mm | - | CFT | Truck | CFT | 1 | 500 | 5000 | 1000 | Concrete mix | Yes
AGG-040-001 | Mason | Aggregates | Coarse Aggregate | Aggregate 40mm | Crushed stone, graded | Local | 40 mm | - | CFT | Truck | CFT | 1 | 300 | 3000 | 600 | Base/sub-base work | Yes
STL-RBR-008 | Steel Fixer | Reinforcement | Rebar | Deformed Steel Bar | 8mm dia, Fe500 | Any/Multiple | 8 mm | Fe500 | Kg | Ton | Kg | 1000 | 500 | 5000 | 1000 | Reinforcement | Yes
STL-RBR-010 | Steel Fixer | Reinforcement | Rebar | Deformed Steel Bar | 10mm dia, Fe500 | Any/Multiple | 10 mm | Fe500 | Kg | Ton | Kg | 1000 | 500 | 5000 | 1000 | Reinforcement | Yes
STL-RBR-012 | Steel Fixer | Reinforcement | Rebar | Deformed Steel Bar | 12mm dia, Fe500 | Any/Multiple | 12 mm | Fe500 | Kg | Ton | Kg | 1000 | 500 | 5000 | 1000 | Reinforcement | Yes
STL-RBR-016 | Steel Fixer | Reinforcement | Rebar | Deformed Steel Bar | 16mm dia, Fe500 | Any/Multiple | 16 mm | Fe500 | Kg | Ton | Kg | 1000 | 500 | 5000 | 1000 | Reinforcement | Yes
STL-RBR-020 | Steel Fixer | Reinforcement | Rebar | Deformed Steel Bar | 20mm dia, Fe500 | Any/Multiple | 20 mm | Fe500 | Kg | Ton | Kg | 1000 | 500 | 5000 | 1000 | Reinforcement | Yes
STL-WIR-001 | Steel Fixer | Reinforcement | Binding Wire | Binding Wire | GI, 18 gauge | Any/Multiple | 18 gauge | - | Kg | Coil | Kg | 25 | 50 | 500 | 100 | Rebar tying | Yes
WPR-MEM-001 | Mason | Waterproofing | Membrane | Bituminous Waterproof Membrane | 4mm thick, torch applied | Any/Multiple | 4 mm | - | Roll | Roll | Roll | 1 | 20 | 200 | 40 | Roof/terrace waterproofing | Yes
WPR-COT-001 | Mason | Waterproofing | Coating | Waterproof Coating | Cementitious, 2-coat system | Any/Multiple | 20 kg | - | Bag | Bag | Bag | 1 | 20 | 200 | 40 | Wet areas/basements | Yes
WPR-STP-001 | Mason | Waterproofing | Waterstop | PVC Waterstop | 150mm width | Any/Multiple | 150 mm | - | Meter | Roll | Meter | 30 | 50 | 500 | 100 | Construction joints | Yes
TLE-FLR-300 | Tile Fixer | Tiles | Floor Tile | Ceramic Floor Tile | 300x300 mm, matte finish | Any/Multiple | 300x300 mm | - | SFT | Box | SFT | 10.76 | 500 | 5000 | 1000 | General flooring | Yes
TLE-WAL-306 | Tile Fixer | Tiles | Wall Tile | Ceramic Wall Tile | 300x600 mm, glossy finish | Any/Multiple | 300x600 mm | - | SFT | Box | SFT | 10.76 | 500 | 5000 | 1000 | Bathroom/kitchen walls | Yes
TLE-POR-606 | Tile Fixer | Tiles | Porcelain Tile | Porcelain Floor Tile | 600x600 mm, polished | Any/Multiple | 600x600 mm | - | SFT | Box | SFT | 15.5 | 500 | 5000 | 1000 | Premium flooring | Yes
STN-GRN-001 | Mason | Marble & Granite | Granite | Black Granite Slab | 18mm thick, polished | Any/Multiple | 18 mm | - | SFT | Slab | SFT | 1 | 100 | 1000 | 200 | Countertops/flooring | Yes
STN-MRB-001 | Mason | Marble & Granite | Marble | White Marble Slab | 18mm thick, polished | Any/Multiple | 18 mm | - | SFT | Slab | SFT | 1 | 100 | 1000 | 200 | Flooring/cladding | Yes
FLR-VNL-001 | Mason | Flooring | Vinyl | Vinyl Flooring Sheet | 2mm thick, roll | Any/Multiple | 2 mm | - | SFT | Roll | SFT | 1 | 300 | 3000 | 600 | Residential flooring | Yes
FLR-LAM-001 | Mason | Flooring | Laminate | Laminate Flooring Plank | 8mm thick, click-lock | Any/Multiple | 8 mm | AC3 | SFT | Box | SFT | 21 | 300 | 3000 | 600 | Residential flooring | Yes
RFG-CMS-001 | Mason | Roofing | Metal Sheet | Corrugated Metal Roofing Sheet | 0.4mm gauge, galvanized | Any/Multiple | - | 0.4 mm | SFT | Sheet | SFT | 1 | 500 | 5000 | 1000 | Roof covering | Yes
RFG-MEM-001 | Mason | Roofing | Membrane | Roofing Waterproof Membrane | 1.5mm thick | Any/Multiple | 1.5 mm | - | Roll | Roll | Roll | 1 | 20 | 200 | 40 | Flat roof protection | Yes
FRM-PLY-001 | Mason | Formwork | Shuttering | Plywood Shuttering Board | 18mm, film-faced | Any/Multiple | 18 mm | - | Sheet | Sheet | Sheet | 1 | 50 | 500 | 100 | Concrete formwork | Yes
FRM-PRP-001 | Mason | Formwork | Props | Steel Adjustable Prop | 2.5-4m adjustable | Any/Multiple | 2.5-4 m | - | Piece | Piece | Piece | 1 | 50 | 500 | 100 | Slab support | Yes
FRM-SCF-001 | Mason | Formwork | Scaffolding | Scaffolding Pipe | 48mm dia, MS | Any/Multiple | 48 mm | - | Meter | Piece | Meter | 6 | 100 | 1000 | 200 | Scaffold structure | Yes
CHM-ADH-001 | Tile Fixer | Construction Chemicals | Adhesive | Tile Adhesive | Cement-based, 20kg bag | Any/Multiple | 20 kg | - | Bag | Bag | Bag | 1 | 50 | 500 | 100 | Tile fixing | Yes
CHM-GRT-001 | Tile Fixer | Construction Chemicals | Grout | Tile Joint Grout | 1-5mm joints, 1kg pack | Any/Multiple | 1 kg | - | Pack | Pack | Pack | 1 | 50 | 500 | 100 | Tile joint filling | Yes
CHM-BND-001 | Mason | Construction Chemicals | Bonding Agent | Concrete Bonding Agent | SBR based, 5L can | Any/Multiple | 5 L | - | Liter | Can | Liter | 5 | 20 | 200 | 40 | Old-to-new concrete bonding | Yes
CHM-CUR-001 | Mason | Construction Chemicals | Curing Compound | Concrete Curing Compound | Wax-based, 20L drum | Any/Multiple | 20 L | - | Liter | Drum | Liter | 20 | 10 | 100 | 20 | Curing of fresh concrete | Yes
TOL-MSN-001 | Mason | Mason Tools | Hand Tools | Mason Trowel | 6 inch, steel blade | Any/Multiple | 6 in | - | Piece | Piece | Piece | 1 | 20 | 200 | 40 | Plastering/brickwork | Yes
TOL-MSN-002 | Mason | Mason Tools | Measuring Tools | Spirit Level | 24 inch, aluminum | Any/Multiple | 24 in | - | Piece | Piece | Piece | 1 | 10 | 100 | 20 | Alignment checking | Yes
TOL-MSN-003 | Mason | Mason Tools | Measuring Tools | Measuring Tape | 5 meter, steel | Any/Multiple | 5 m | - | Piece | Piece | Piece | 1 | 20 | 200 | 40 | General measurement | Yes
TOL-MSN-004 | Mason | Mason Tools | Measuring Tools | Plumb Bob | Brass, 200g | Any/Multiple | 200 g | - | Piece | Piece | Piece | 1 | 10 | 100 | 20 | Vertical alignment | Yes
TOL-MSN-005 | Mason | Mason Tools | Measuring Tools | Mason Line (Nylon) | 100 meter roll | Any/Multiple | 100 m | - | Roll | Roll | Roll | 1 | 10 | 100 | 20 | Wall alignment | Yes
TOL-MSN-006 | Mason | Mason Tools | Mixing Tools | Wheelbarrow | Steel tray, single wheel | Any/Multiple | - | - | Piece | Piece | Piece | 1 | 10 | 100 | 20 | Material transport | Yes
TOL-MSN-007 | Mason | Mason Tools | Mixing Tools | Concrete Mixer | 1 bag capacity, electric | Any/Multiple | 1 bag | - | Piece | Piece | Piece | 1 | 2 | 20 | 4 | Concrete/mortar mixing | Yes
TOL-MSN-008 | Tile Fixer | Mason Tools | Finishing Tools | Notched Trowel | Steel, tile fixing | Any/Multiple | - | - | Piece | Piece | Piece | 1 | 10 | 100 | 20 | Tile adhesive application | Yes
TOL-MSN-009 | Mason | Mason Tools | Cutting Tools | Bolster Chisel | Steel, 2 inch | Any/Multiple | 2 in | - | Piece | Piece | Piece | 1 | 10 | 100 | 20 | Brick/block cutting | Yes
ELC-CBL-1.5 | Electrician | Electrical Cables | Copper Cable | Copper Wire | 1.5 sq.mm, single core | Any/Multiple | 1.5 sqmm | - | Meter | Coil | Meter | 90 | 500 | 5000 | 1000 | Lighting circuits | Yes
ELC-CBL-2.5 | Electrician | Electrical Cables | Copper Cable | Copper Wire | 2.5 sq.mm, single core | Any/Multiple | 2.5 sqmm | - | Meter | Coil | Meter | 90 | 500 | 5000 | 1000 | Socket circuits | Yes
ELC-CBL-4.0 | Electrician | Electrical Cables | Copper Cable | Copper Wire | 4.0 sq.mm, single core | Any/Multiple | 4.0 sqmm | - | Meter | Coil | Meter | 90 | 300 | 3000 | 600 | Sub-main wiring | Yes
ELC-CBL-6.0 | Electrician | Electrical Cables | Copper Cable | Copper Wire | 6.0 sq.mm, single core | Any/Multiple | 6.0 sqmm | - | Meter | Coil | Meter | 90 | 200 | 2000 | 400 | Main feeder wiring | Yes
ELC-CND-020 | Electrician | Conduits | PVC Conduit | PVC Conduit Pipe | 20mm dia, heavy gauge | Any/Multiple | 20 mm | - | Meter | Piece | Meter | 3 | 300 | 3000 | 600 | Wiring protection | Yes
ELC-CND-025 | Electrician | Conduits | PVC Conduit | PVC Conduit Pipe | 25mm dia, heavy gauge | Any/Multiple | 25 mm | - | Meter | Piece | Meter | 3 | 300 | 3000 | 600 | Wiring protection | Yes
ELC-SWT-001 | Electrician | Switches | 1-Gang Switch | 1-Gang 1-Way Switch | 6A, modular | Any/Multiple | - | - | Piece | Piece | Piece | 1 | 100 | 1000 | 200 | Light control | Yes
ELC-SWT-002 | Electrician | Switches | 2-Gang Switch | 2-Gang 1-Way Switch | 6A, modular | Any/Multiple | - | - | Piece | Piece | Piece | 1 | 100 | 1000 | 200 | Light control | Yes
ELC-SCK-013 | Electrician | Sockets | Power Socket | 13A Switched Socket | Single, modular | Any/Multiple | 13 A | - | Piece | Piece | Piece | 1 | 100 | 1000 | 200 | General power points | Yes
ELC-MCB-1P | Electrician | Distribution Boards | MCB | Miniature Circuit Breaker | Single Pole, 16-32A | Any/Multiple | 16-32 A | C-Curve | Piece | Piece | Piece | 1 | 50 | 500 | 100 | Circuit protection | Yes
ELC-MCB-2P | Electrician | Distribution Boards | MCB | Miniature Circuit Breaker | Double Pole, 16-32A | Any/Multiple | 16-32 A | C-Curve | Piece | Piece | Piece | 1 | 30 | 300 | 60 | Circuit protection | Yes
ELC-RCB-030 | Electrician | Distribution Boards | RCCB | Residual Current Breaker | 30mA, 4-pole | Any/Multiple | 30 mA | - | Piece | Piece | Piece | 1 | 20 | 200 | 40 | Earth leakage protection | Yes
ELC-DBD-008 | Electrician | Distribution Boards | Distribution Board | Distribution Board | 8-way, metal enclosure | Any/Multiple | 8-way | - | Piece | Piece | Piece | 1 | 10 | 100 | 20 | Circuit distribution | Yes
ELC-DBD-012 | Electrician | Distribution Boards | Distribution Board | Distribution Board | 12-way, metal enclosure | Any/Multiple | 12-way | - | Piece | Piece | Piece | 1 | 10 | 100 | 20 | Circuit distribution | Yes
ELC-LED-009 | Electrician | Lighting | LED Bulb | LED Bulb | 9W, B22 base | Any/Multiple | 9 W | - | Piece | Piece | Piece | 1 | 100 | 1000 | 200 | General lighting | Yes
ELC-LED-TUB | Electrician | Lighting | LED Tube | LED Tube Light | 20W, 4 feet | Any/Multiple | 20 W | - | Piece | Piece | Piece | 1 | 50 | 500 | 100 | General lighting | Yes
ELC-LED-PNL | Electrician | Lighting | LED Panel | LED Panel Light | 18W, 6x6 inch, recessed | Any/Multiple | 18 W | - | Piece | Piece | Piece | 1 | 50 | 500 | 100 | False ceiling lighting | Yes
ELC-BOX-JCT | Electrician | Electrical Boxes | Junction Box | PVC Junction Box | 4x4 inch | Any/Multiple | 4x4 in | - | Piece | Piece | Piece | 1 | 100 | 1000 | 200 | Wire junctions | Yes
ELC-BOX-SWT | Electrician | Electrical Boxes | Switch Box | PVC Switch Box | Modular, 2M | Any/Multiple | 2M | - | Piece | Piece | Piece | 1 | 100 | 1000 | 200 | Switch/socket housing | Yes
ELC-CCT-DOM | Electrician | CCTV | Camera | CCTV Dome Camera | 2MP, indoor | Any/Multiple | 2 MP | - | Piece | Piece | Piece | 1 | 20 | 200 | 40 | Indoor surveillance | Yes
ELC-CCT-BUL | Electrician | CCTV | Camera | CCTV Bullet Camera | 2MP, outdoor, IR | Any/Multiple | 2 MP | - | Piece | Piece | Piece | 1 | 20 | 200 | 40 | Outdoor surveillance | Yes
ELC-CCT-DVR | Electrician | CCTV | DVR | 4-Channel DVR | H.265, HDD not included | Any/Multiple | 4-Channel | - | Piece | Piece | Piece | 1 | 5 | 50 | 10 | CCTV recording | Yes
ELC-TLS-001 | Electrician | Electrical Tools | Wire Stripper | Wire Stripper/Cutter | Combination type | Any/Multiple | - | - | Piece | Piece | Piece | 1 | 10 | 100 | 20 | Wire preparation | Yes
ELC-TLS-002 | Electrician | Electrical Tools | Multimeter | Digital Multimeter | AC/DC, auto-ranging | Any/Multiple | - | - | Piece | Piece | Piece | 1 | 5 | 50 | 10 | Electrical testing | Yes
ELC-CNS-001 | Electrician | Electrical Consumables | Insulation Tape | PVC Insulation Tape | 19mm x 10m | Any/Multiple | 19mm x 10m | - | Piece | Piece | Piece | 1 | 100 | 1000 | 200 | Wire insulation | Yes
PLB-PPR-020 | Plumber | PPRC Pipes | PPRC Pipe | PPRC Pipe | 20mm dia, PN20, 4m length | Any/Multiple | 20 mm | PN20 | Meter | Length | Meter | 4 | 200 | 2000 | 400 | Hot/cold water supply | Yes
PLB-PPR-025 | Plumber | PPRC Pipes | PPRC Pipe | PPRC Pipe | 25mm dia, PN20, 4m length | Any/Multiple | 25 mm | PN20 | Meter | Length | Meter | 4 | 200 | 2000 | 400 | Hot/cold water supply | Yes
PLB-PVC-004 | Plumber | PVC Pipes | PVC Pipe | PVC Drainage Pipe | 4 inch dia, 3m length | Any/Multiple | 4 in | - | Meter | Length | Meter | 3 | 150 | 1500 | 300 | Drainage/soil pipe | Yes
PLB-UPV-002 | Plumber | UPVC Pipes | UPVC Pipe | UPVC Pressure Pipe | 2 inch dia, Class C | Any/Multiple | 2 in | Class C | Meter | Length | Meter | 3 | 150 | 1500 | 300 | Water supply line | Yes
PLB-GIP-001 | Plumber | GI Pipes | GI Pipe | GI Pipe | 1 inch dia, medium class | Any/Multiple | 1 in | Medium | Meter | Length | Meter | 6 | 100 | 1000 | 200 | Water supply line | Yes
PLB-FIT-ELB | Plumber | Pipe Fittings | Elbow | PPRC Elbow 90° | 20mm dia | Any/Multiple | 20 mm | - | Piece | Piece | Piece | 1 | 100 | 1000 | 200 | Pipe direction change | Yes
PLB-FIT-TEE | Plumber | Pipe Fittings | Tee | PPRC Tee | 20mm dia | Any/Multiple | 20 mm | - | Piece | Piece | Piece | 1 | 100 | 1000 | 200 | Pipe branching | Yes
PLB-FIT-CPL | Plumber | Pipe Fittings | Coupling | PPRC Coupling | 20mm dia | Any/Multiple | 20 mm | - | Piece | Piece | Piece | 1 | 100 | 1000 | 200 | Pipe joining | Yes
PLB-FIT-RED | Plumber | Pipe Fittings | Reducer | PPRC Reducer | 25mm to 20mm | Any/Multiple | 25x20 mm | - | Piece | Piece | Piece | 1 | 50 | 500 | 100 | Pipe size transition | Yes
PLB-VLV-BAL | Plumber | Valves | Ball Valve | PPRC Ball Valve | 20mm dia | Any/Multiple | 20 mm | - | Piece | Piece | Piece | 1 | 50 | 500 | 100 | Flow shutoff | Yes
PLB-VLV-GAT | Plumber | Valves | Gate Valve | Brass Gate Valve | 25mm dia | Any/Multiple | 25 mm | - | Piece | Piece | Piece | 1 | 30 | 300 | 60 | Flow control | Yes
PLB-VLV-CHK | Plumber | Valves | Check Valve | PVC Check Valve | 25mm dia | Any/Multiple | 25 mm | - | Piece | Piece | Piece | 1 | 30 | 300 | 60 | Backflow prevention | Yes
PLB-TNK-500 | Plumber | Water Tanks | Plastic Tank | Plastic Water Tank | 500 L capacity | Any/Multiple | 500 L | - | Piece | Piece | Piece | 1 | 10 | 100 | 20 | Water storage | Yes
PLB-TNK-1000 | Plumber | Water Tanks | Plastic Tank | Plastic Water Tank | 1000 L capacity | Any/Multiple | 1000 L | - | Piece | Piece | Piece | 1 | 10 | 100 | 20 | Water storage | Yes
PLB-SAN-BSN | Plumber | Sanitary Ware | Wash Basin | Ceramic Wash Basin | Wall-hung, white | Any/Multiple | - | - | Piece | Piece | Piece | 1 | 20 | 200 | 40 | Bathroom fixture | Yes
PLB-SAN-WCW | Plumber | Sanitary Ware | Toilet Seat | Western Water Closet | Floor-mounted, white | Any/Multiple | - | - | Piece | Piece | Piece | 1 | 20 | 200 | 40 | Bathroom fixture | Yes
PLB-SAN-WCS | Plumber | Sanitary Ware | Toilet Seat | Squat Toilet Pan | Standard, white | Any/Multiple | - | - | Piece | Piece | Piece | 1 | 15 | 150 | 30 | Bathroom fixture | Yes
PLB-FCT-BSM | Plumber | Faucets | Basin Mixer | Basin Mixer Tap | Single lever, chrome | Any/Multiple | - | - | Piece | Piece | Piece | 1 | 20 | 200 | 40 | Basin water control | Yes
PLB-FCT-KTM | Plumber | Faucets | Kitchen Mixer | Kitchen Sink Mixer | Single lever, swivel spout | Any/Multiple | - | - | Piece | Piece | Piece | 1 | 15 | 150 | 30 | Kitchen water control | Yes
PLB-FCT-BIB | Plumber | Faucets | Bib Cock | Bib Cock Tap | Chrome plated | Any/Multiple | - | - | Piece | Piece | Piece | 1 | 30 | 300 | 60 | Wall tap point | Yes
PLB-DRN-FLT | Plumber | Drainage | Floor Trap | PVC Floor Trap | 110mm dia, with grating | Any/Multiple | 110 mm | - | Piece | Piece | Piece | 1 | 50 | 500 | 100 | Floor drainage | Yes
PLB-TLS-WRN | Plumber | Plumbing Tools | Pipe Wrench | Pipe Wrench | 14 inch, adjustable | Any/Multiple | 14 in | - | Piece | Piece | Piece | 1 | 10 | 100 | 20 | Pipe fitting/removal | Yes
PLB-CNS-TFN | Plumber | Plumbing Consumables | Teflon Tape | PTFE Thread Seal Tape | 12mm x 12m | Any/Multiple | 12mm x 12m | - | Piece | Piece | Piece | 1 | 100 | 1000 | 200 | Thread sealing | Yes
GEN-NAL-001 | Carpenter | General Construction | Nails | Common Wire Nail | 2 inch | Any/Multiple | 2 in | - | Kg | Box | Kg | 25 | 20 | 200 | 40 | General fixing | Yes
GEN-SCR-001 | Carpenter | General Construction | Screws | Wood Screw | 1.5 inch, self-tapping | Any/Multiple | 1.5 in | - | Box | Box | Box | 1 | 20 | 200 | 40 | Wood fixing | Yes
GEN-BLT-001 | Multiple Trades | General Construction | Bolts & Nuts | Hex Bolt & Nut Set | M10 x 50mm | Any/Multiple | M10 | - | Piece | Box | Piece | 100 | 50 | 500 | 100 | Structural fixing | Yes
GEN-ANC-001 | Multiple Trades | General Construction | Anchors | Wall Anchor Fastener | 10mm dia | Any/Multiple | 10 mm | - | Piece | Box | Piece | 50 | 50 | 500 | 100 | Wall fixing | Yes
GEN-ADH-001 | Multiple Trades | General Construction | Adhesives | Multi-Purpose Adhesive | White glue, 500g | Any/Multiple | 500 g | - | Piece | Piece | Piece | 1 | 20 | 200 | 40 | General bonding | Yes
GEN-SIL-001 | Multiple Trades | General Construction | Sealants | Silicone Sealant | Weatherproof, 300ml cartridge | Any/Multiple | 300 ml | - | Piece | Box | Piece | 1 | 30 | 300 | 60 | Joint sealing | Yes
GEN-TAP-001 | Multiple Trades | General Construction | Tapes | Cloth/Duct Tape | 48mm x 25m | Any/Multiple | 48mm x 25m | - | Piece | Piece | Piece | 1 | 30 | 300 | 60 | General taping | Yes
GEN-ROP-001 | Multiple Trades | General Construction | Ropes | Nylon Rope | 10mm dia | Any/Multiple | 10 mm | - | Meter | Coil | Meter | 50 | 50 | 500 | 100 | Site utility use | Yes
GEN-TRP-001 | Multiple Trades | General Construction | Tarpaulin | Tarpaulin Sheet | 20x15 feet, waterproof | Any/Multiple | 20x15 ft | - | Piece | Piece | Piece | 1 | 10 | 100 | 20 | Material covering | Yes
PPE-HLM-001 | Multiple Trades | Safety/PPE | Helmets | Safety Helmet | ABS shell, adjustable | Any/Multiple | - | - | Piece | Piece | Piece | 1 | 30 | 300 | 60 | Head protection | Yes
PPE-SHO-001 | Multiple Trades | Safety/PPE | Safety Shoes | Safety Shoes | Steel toe, ankle-high | Any/Multiple | - | - | Pair | Pair | Pair | 1 | 30 | 300 | 60 | Foot protection | Yes
PPE-GLV-001 | Multiple Trades | Safety/PPE | Gloves | Hand Gloves | Cotton/leather, general purpose | Any/Multiple | - | - | Pair | Pair | Pair | 1 | 50 | 500 | 100 | Hand protection | Yes
PPE-GOG-001 | Multiple Trades | Safety/PPE | Goggles | Safety Goggles | Clear, anti-fog | Any/Multiple | - | - | Piece | Piece | Piece | 1 | 30 | 300 | 60 | Eye protection | Yes
PPE-MSK-001 | Multiple Trades | Safety/PPE | Masks | Dust Mask | N95, disposable | Any/Multiple | - | - | Piece | Box | Piece | 1 | 100 | 1000 | 200 | Respiratory protection | Yes
PPE-EAR-001 | Multiple Trades | Safety/PPE | Ear Protection | Ear Plugs | Foam, disposable | Any/Multiple | - | - | Pair | Box | Pair | 1 | 50 | 500 | 100 | Hearing protection | Yes
PPE-HRN-001 | Multiple Trades | Safety/PPE | Safety Harnesses | Full Body Safety Harness | With lanyard | Any/Multiple | - | - | Piece | Piece | Piece | 1 | 10 | 100 | 20 | Fall protection | Yes
PPE-VST-001 | Multiple Trades | Safety/PPE | Reflective Vests | Reflective Safety Vest | High-visibility, orange | Any/Multiple | - | - | Piece | Piece | Piece | 1 | 30 | 300 | 60 | Site visibility | Yes
PPE-FAK-001 | Multiple Trades | Safety/PPE | First Aid | First Aid Kit | Standard site kit | Any/Multiple | - | - | Piece | Piece | Piece | 1 | 5 | 50 | 10 | Emergency medical | Yes
CEM-001 | Mason | Cement & Binding | Cement | Ordinary Portland Cement | General purpose Portland cement | Any/Multiple | 50 kg | 42.5N | Bag | Bag | Bag | 1 | 50 | 500 | 100 | General purpose Portland cement | Yes
CEM-002 | Mason | Cement & Binding | Cement | Ordinary Portland Cement | High strength Portland cement | Any/Multiple | 50 kg | 52.5N | Bag | Bag | Bag | 1 | 50 | 500 | 100 | High strength Portland cement | Yes
CEM-003 | Mason | Cement & Binding | Cement | Portland Pozzolana Cement | Pozzolanic cement for general construction | Any/Multiple | 50 kg | 33 Grade | Bag | Bag | Bag | 1 | 50 | 500 | 100 | Pozzolanic cement for general construction | Yes
CEM-004 | Mason | Cement & Binding | Cement | Sulphate Resistant Cement | For sulphate exposure and aggressive soil | Any/Multiple | 50 kg | SR | Bag | Bag | Bag | 1 | 50 | 500 | 100 | For sulphate exposure and aggressive soil | Yes
CEM-005 | Mason | Cement & Binding | Cement | Rapid Hardening Cement | Fast strength gain cement | Any/Multiple | 50 kg | Rapid | Bag | Bag | Bag | 1 | 50 | 500 | 100 | Fast strength gain cement | Yes
CEM-006 | Mason | Cement & Binding | Cement | White Cement | White cement for finishing and decorative work | Any/Multiple | 40 kg | - | Bag | Bag | Bag | 1 | 50 | 500 | 100 | White cement for finishing and decorative work | Yes
CHM-001 | Mason | Construction Chemicals | Adhesive / Grout / Bonding / Curing | Tile Adhesive | Polymer modified cementitious tile adhesive | Any/Multiple | 20 kg | - | Bag | Bag | Bag | 1 | 5 | 100 | 10 | Polymer modified cementitious tile adhesive | Yes
CHM-002 | Mason | Construction Chemicals | Adhesive / Grout / Bonding / Curing | Tile Adhesive | Polymer modified cementitious tile adhesive | Any/Multiple | 25 kg | - | Bag | Bag | Bag | 1 | 5 | 100 | 10 | Polymer modified cementitious tile adhesive | Yes
CHM-003 | Mason | Construction Chemicals | Adhesive / Grout / Bonding / Curing | Tile Grout | Cementitious coloured tile grout | Any/Multiple | 1 kg | - | Bag | Bag | Bag | 1 | 5 | 100 | 10 | Cementitious coloured tile grout | Yes
CHM-004 | Mason | Construction Chemicals | Adhesive / Grout / Bonding / Curing | Tile Grout | Cementitious coloured tile grout | Any/Multiple | 5 kg | - | Bag | Bag | Bag | 1 | 5 | 100 | 10 | Cementitious coloured tile grout | Yes
CHM-005 | Mason | Construction Chemicals | Adhesive / Grout / Bonding / Curing | Epoxy Grout | Two component epoxy grout | Any/Multiple | 1 kg | - | Set | Set | Set | 1 | 5 | 100 | 10 | Two component epoxy grout | Yes
CHM-006 | Mason | Construction Chemicals | Adhesive / Grout / Bonding / Curing | Wall Putty | White cement based wall putty | Any/Multiple | 20 kg | - | Bag | Bag | Bag | 1 | 5 | 100 | 10 | White cement based wall putty | Yes
CHM-007 | Mason | Construction Chemicals | Adhesive / Grout / Bonding / Curing | Bonding Agent | Polymer bonding agent for old to new concrete | Any/Multiple | 1 L | - | Can | Can | Can | 1 | 5 | 100 | 10 | Polymer bonding agent for old to new concrete | Yes
CHM-008 | Mason | Construction Chemicals | Adhesive / Grout / Bonding / Curing | Bonding Agent | Polymer bonding agent for old to new concrete | Any/Multiple | 5 L | - | Can | Can | Can | 1 | 5 | 100 | 10 | Polymer bonding agent for old to new concrete | Yes
CHM-009 | Mason | Construction Chemicals | Adhesive / Grout / Bonding / Curing | Concrete Curing Compound | Membrane forming concrete curing compound | Any/Multiple | 20 L | - | Drum | Drum | Drum | 1 | 5 | 100 | 10 | Membrane forming concrete curing compound | Yes
CHM-010 | Mason | Construction Chemicals | Adhesive / Grout / Bonding / Curing | Concrete Repair Mortar | Polymer modified repair mortar | Any/Multiple | 25 kg | - | Bag | Bag | Bag | 1 | 5 | 100 | 10 | Polymer modified repair mortar | Yes
CHM-011 | Mason | Construction Chemicals | Adhesive / Grout / Bonding / Curing | Non Shrink Grout | Non-shrink cementitious grout | Any/Multiple | 25 kg | - | Bag | Bag | Bag | 1 | 5 | 100 | 10 | Non-shrink cementitious grout | Yes
MSN-001 | Mason | Bricks | Clay Bricks | Red Clay Brick | Machine made fired clay brick | Any/Multiple | 9x4x3 in | Class A | Piece | Piece | Piece | 1 | 500 | 10000 | 1000 | Machine made fired clay brick | Yes
MSN-002 | Mason | Bricks | Clay Bricks | Red Clay Brick | Standard fired clay brick | Any/Multiple | 9x4x3 in | Class B | Piece | Piece | Piece | 1 | 500 | 10000 | 1000 | Standard fired clay brick | Yes
MSN-003 | Mason | Bricks | Clay Bricks | Fly Ash Brick | Fly ash based masonry brick | Any/Multiple | 9x4x3 in | Class A | Piece | Piece | Piece | 1 | 500 | 10000 | 1000 | Fly ash based masonry brick | Yes
MSN-004 | Mason | Blocks | Concrete Blocks / AAC Blocks | Concrete Solid Block | Solid concrete masonry unit | Any/Multiple | 4x8x16 in | Standard | Piece | Piece | Piece | 1 | 500 | 10000 | 1000 | Solid concrete masonry unit | Yes
MSN-005 | Mason | Blocks | Concrete Blocks / AAC Blocks | Concrete Solid Block | Solid concrete masonry unit | Any/Multiple | 6x8x16 in | Standard | Piece | Piece | Piece | 1 | 500 | 10000 | 1000 | Solid concrete masonry unit | Yes
MSN-006 | Mason | Blocks | Concrete Blocks / AAC Blocks | Concrete Hollow Block | Hollow concrete masonry unit | Any/Multiple | 4x8x16 in | Standard | Piece | Piece | Piece | 1 | 500 | 10000 | 1000 | Hollow concrete masonry unit | Yes
MSN-007 | Mason | Blocks | Concrete Blocks / AAC Blocks | Concrete Hollow Block | Hollow concrete masonry unit | Any/Multiple | 6x8x16 in | Standard | Piece | Piece | Piece | 1 | 500 | 10000 | 1000 | Hollow concrete masonry unit | Yes
MSN-008 | Mason | Blocks | Concrete Blocks / AAC Blocks | AAC Block | Autoclaved aerated concrete block | Any/Multiple | 4 in | Standard | Piece | Piece | Piece | 1 | 500 | 10000 | 1000 | Autoclaved aerated concrete block | Yes
MSN-009 | Mason | Blocks | Concrete Blocks / AAC Blocks | AAC Block | Autoclaved aerated concrete block | Any/Multiple | 6 in | Standard | Piece | Piece | Piece | 1 | 500 | 10000 | 1000 | Autoclaved aerated concrete block | Yes
MSN-010 | Mason | Blocks | Concrete Blocks / AAC Blocks | AAC Block | Autoclaved aerated concrete block | Any/Multiple | 8 in | Standard | Piece | Piece | Piece | 1 | 500 | 10000 | 1000 | Autoclaved aerated concrete block | Yes
MSN-011 | Mason | Bricks | Clay Bricks | Fire Brick | Refractory brick for high temperature work | Any/Multiple | 9x4.5x2.5 in | Refractory | Piece | Piece | Piece | 1 | 500 | 10000 | 1000 | Refractory brick for high temperature work | Yes
AGG-001 | Mason | Sand | River Sand / Crush Sand / Plaster Sand | River Sand | Washed natural river sand | Local | - | Standard | CFT | CFT | CFT | 1 | 100 | 5000 | 500 | Washed natural river sand | Yes
AGG-002 | Mason | Sand | River Sand / Crush Sand / Plaster Sand | Plaster Sand | Fine sand for plastering | Local | - | Standard | CFT | CFT | CFT | 1 | 100 | 5000 | 500 | Fine sand for plastering | Yes
AGG-003 | Mason | Sand | River Sand / Crush Sand / Plaster Sand | Crush Sand | Manufactured sand for concrete | Local | - | Standard | CFT | CFT | CFT | 1 | 100 | 5000 | 500 | Manufactured sand for concrete | Yes
AGG-004 | Mason | Sand | River Sand / Crush Sand / Plaster Sand | Filling Sand | Selected sand for backfilling | Local | - | Standard | CFT | CFT | CFT | 1 | 100 | 5000 | 500 | Selected sand for backfilling | Yes
AGG-005 | Mason | Aggregates | Coarse Aggregate | Coarse Aggregate 10mm | Crushed stone aggregate 10mm | Local | - | Standard | CFT | CFT | CFT | 1 | 100 | 5000 | 500 | Crushed stone aggregate 10mm | Yes
AGG-006 | Mason | Aggregates | Coarse Aggregate | Coarse Aggregate 20mm | Crushed stone aggregate 20mm | Local | - | Standard | CFT | CFT | CFT | 1 | 100 | 5000 | 500 | Crushed stone aggregate 20mm | Yes
AGG-007 | Mason | Aggregates | Coarse Aggregate | Coarse Aggregate 40mm | Crushed stone aggregate 40mm | Local | - | Standard | CFT | CFT | CFT | 1 | 100 | 5000 | 500 | Crushed stone aggregate 40mm | Yes
AGG-008 | Mason | Aggregates | Coarse Aggregate | Crusher Dust | Fine crushed stone dust | Local | - | Standard | CFT | CFT | CFT | 1 | 100 | 5000 | 500 | Fine crushed stone dust | Yes
AGG-009 | Mason | Aggregates | Coarse Aggregate | Bajri Mixed | Mixed graded aggregate | Local | - | Standard | CFT | CFT | CFT | 1 | 100 | 5000 | 500 | Mixed graded aggregate | Yes
REB-001 | Steel Fixer | Reinforcement | Rebar | Deformed Steel Rebar 6mm | High yield deformed reinforcing steel bar | Any/Multiple | 6 mm | Grade 60 | Ton | Ton | Kg | 1000 | 1 | 100 | 5 | Reinforced concrete works | Yes
REB-002 | Steel Fixer | Reinforcement | Rebar | Deformed Steel Rebar 8mm | High yield deformed reinforcing steel bar | Any/Multiple | 8 mm | Grade 60 | Ton | Ton | Kg | 1000 | 1 | 100 | 5 | Reinforced concrete works | Yes
REB-003 | Steel Fixer | Reinforcement | Rebar | Deformed Steel Rebar 10mm | High yield deformed reinforcing steel bar | Any/Multiple | 10 mm | Grade 60 | Ton | Ton | Kg | 1000 | 1 | 100 | 5 | Reinforced concrete works | Yes
REB-004 | Steel Fixer | Reinforcement | Rebar | Deformed Steel Rebar 12mm | High yield deformed reinforcing steel bar | Any/Multiple | 12 mm | Grade 60 | Ton | Ton | Kg | 1000 | 1 | 100 | 5 | Reinforced concrete works | Yes
REB-005 | Steel Fixer | Reinforcement | Rebar | Deformed Steel Rebar 16mm | High yield deformed reinforcing steel bar | Any/Multiple | 16 mm | Grade 60 | Ton | Ton | Kg | 1000 | 1 | 100 | 5 | Reinforced concrete works | Yes
REB-006 | Steel Fixer | Reinforcement | Rebar | Deformed Steel Rebar 20mm | High yield deformed reinforcing steel bar | Any/Multiple | 20 mm | Grade 60 | Ton | Ton | Kg | 1000 | 1 | 100 | 5 | Reinforced concrete works | Yes
REB-007 | Steel Fixer | Reinforcement | Rebar | Deformed Steel Rebar 25mm | High yield deformed reinforcing steel bar | Any/Multiple | 25 mm | Grade 60 | Ton | Ton | Kg | 1000 | 1 | 100 | 5 | Reinforced concrete works | Yes
REB-008 | Steel Fixer | Reinforcement | Rebar | Deformed Steel Rebar 32mm | High yield deformed reinforcing steel bar | Any/Multiple | 32 mm | Grade 60 | Ton | Ton | Kg | 1000 | 1 | 100 | 5 | Reinforced concrete works | Yes
REB-009 | Steel Fixer | Reinforcement | Rebar | Deformed Steel Rebar 40mm | High yield deformed reinforcing steel bar | Any/Multiple | 40 mm | Grade 60 | Ton | Ton | Kg | 1000 | 1 | 100 | 5 | Reinforced concrete works | Yes
MSH-001 | Steel Fixer | Reinforcement | Welded Mesh | Welded Wire Mesh 6mm | Welded steel reinforcement mesh | Any/Multiple | 6 mm | Standard | Sheet | Sheet | Sheet | 1 | 10 | 500 | 20 | Welded steel reinforcement mesh | Yes
MSH-002 | Steel Fixer | Reinforcement | Welded Mesh | Welded Wire Mesh 8mm | Welded steel reinforcement mesh | Any/Multiple | 8 mm | Standard | Sheet | Sheet | Sheet | 1 | 10 | 500 | 20 | Welded steel reinforcement mesh | Yes
MSH-003 | Steel Fixer | Reinforcement | Welded Mesh | Welded Wire Mesh 10mm | Welded steel reinforcement mesh | Any/Multiple | 10 mm | Standard | Sheet | Sheet | Sheet | 1 | 10 | 500 | 20 | Welded steel reinforcement mesh | Yes
MSH-004 | Steel Fixer | Reinforcement | Welded Mesh | Welded Wire Mesh 12mm | Welded steel reinforcement mesh | Any/Multiple | 12 mm | Standard | Sheet | Sheet | Sheet | 1 | 10 | 500 | 20 | Welded steel reinforcement mesh | Yes
RIN-001 | Steel Fixer | Reinforcement | Binding Wire / Spacer | Binding Wire | Reinforcement accessory | Any/Multiple | 16 SWG | Standard | Kg | Kg | Kg | 1 | 10 | 1000 | 50 | Reinforcement accessory | Yes
RIN-002 | Steel Fixer | Reinforcement | Binding Wire / Spacer | Binding Wire | Reinforcement accessory | Any/Multiple | 18 SWG | Standard | Kg | Kg | Kg | 1 | 10 | 1000 | 50 | Reinforcement accessory | Yes
RIN-003 | Steel Fixer | Reinforcement | Binding Wire / Spacer | GI Binding Wire | Reinforcement accessory | Any/Multiple | 16 SWG | Standard | Kg | Kg | Kg | 1 | 10 | 1000 | 50 | Reinforcement accessory | Yes
RIN-004 | Steel Fixer | Reinforcement | Binding Wire / Spacer | Concrete Spacer | Reinforcement accessory | Any/Multiple | 25 mm | Standard | Piece | Piece | Piece | 1 | 10 | 1000 | 50 | Reinforcement accessory | Yes
RIN-005 | Steel Fixer | Reinforcement | Binding Wire / Spacer | Concrete Spacer | Reinforcement accessory | Any/Multiple | 40 mm | Standard | Piece | Piece | Piece | 1 | 10 | 1000 | 50 | Reinforcement accessory | Yes
RIN-006 | Steel Fixer | Reinforcement | Binding Wire / Spacer | Concrete Spacer | Reinforcement accessory | Any/Multiple | 50 mm | Standard | Piece | Piece | Piece | 1 | 10 | 1000 | 50 | Reinforcement accessory | Yes
RIN-007 | Steel Fixer | Reinforcement | Binding Wire / Spacer | Rebar Chair | Reinforcement accessory | Any/Multiple | Standard | Standard | Piece | Piece | Piece | 1 | 10 | 1000 | 50 | Reinforcement accessory | Yes
FRM-001 | General Labor | Formwork | Plywood / Props / Scaffolding | Film Faced Plywood | Water resistant shuttering plywood | Any/Multiple | 4x8 ft x 12mm | Standard | Sheet | Sheet | Sheet | 1 | 5 | 500 | 20 | Water resistant shuttering plywood | Yes
FRM-002 | General Labor | Formwork | Plywood / Props / Scaffolding | Film Faced Plywood | Water resistant shuttering plywood | Any/Multiple | 4x8 ft x 18mm | Standard | Sheet | Sheet | Sheet | 1 | 5 | 500 | 20 | Water resistant shuttering plywood | Yes
FRM-003 | General Labor | Formwork | Plywood / Props / Scaffolding | Commercial Plywood | General formwork plywood | Any/Multiple | 4x8 ft x 12mm | Standard | Sheet | Sheet | Sheet | 1 | 5 | 500 | 20 | General formwork plywood | Yes
FRM-004 | General Labor | Formwork | Plywood / Props / Scaffolding | Steel Prop | Adjustable telescopic steel prop | Any/Multiple | 8-13 ft | Standard | Piece | Piece | Piece | 1 | 5 | 500 | 20 | Adjustable telescopic steel prop | Yes
FRM-005 | General Labor | Formwork | Plywood / Props / Scaffolding | Steel Prop | Adjustable telescopic steel prop | Any/Multiple | 10-16 ft | Standard | Piece | Piece | Piece | 1 | 5 | 500 | 20 | Adjustable telescopic steel prop | Yes
FRM-006 | General Labor | Formwork | Plywood / Props / Scaffolding | H Frame Scaffolding | Construction scaffolding frame | Any/Multiple | Standard | Standard | Set | Set | Set | 1 | 5 | 500 | 20 | Construction scaffolding frame | Yes
FRM-007 | General Labor | Formwork | Plywood / Props / Scaffolding | Scaffolding Cross Brace | Scaffold cross brace | Any/Multiple | Standard | Standard | Piece | Piece | Piece | 1 | 5 | 500 | 20 | Scaffold cross brace | Yes
FRM-008 | General Labor | Formwork | Plywood / Props / Scaffolding | Shuttering Clamp | Formwork clamp | Any/Multiple | Standard | Standard | Piece | Piece | Piece | 1 | 5 | 500 | 20 | Formwork clamp | Yes
FRM-009 | General Labor | Formwork | Plywood / Props / Scaffolding | Tie Rod | Formwork tie rod | Any/Multiple | 15 mm x 1 m | Standard | Piece | Piece | Piece | 1 | 5 | 500 | 20 | Formwork tie rod | Yes
FRM-010 | General Labor | Formwork | Plywood / Props / Scaffolding | Wing Nut | Formwork wing nut | Any/Multiple | 15 mm | Standard | Piece | Piece | Piece | 1 | 5 | 500 | 20 | Formwork wing nut | Yes
FRM-011 | General Labor | Formwork | Plywood / Props / Scaffolding | Formwork Oil | Mould release agent | Any/Multiple | 20 L | Standard | Drum | Drum | Drum | 1 | 5 | 500 | 20 | Mould release agent | Yes
ELC-001 | Electrician | Electrical Cables | Copper Wire | Copper Cable Single Core 1.5mm² | PVC insulated copper electrical cable | Any/Multiple | 1.5 mm² | 600/1000V | Meter | Coil | Meter | 100 | 100 | 10000 | 500 | PVC insulated copper electrical cable | Yes
ELC-002 | Electrician | Electrical Cables | Copper Wire | Copper Cable Single Core 2.5mm² | PVC insulated copper electrical cable | Any/Multiple | 2.5 mm² | 600/1000V | Meter | Coil | Meter | 100 | 100 | 10000 | 500 | PVC insulated copper electrical cable | Yes
ELC-003 | Electrician | Electrical Cables | Copper Wire | Copper Cable Single Core 4mm² | PVC insulated copper electrical cable | Any/Multiple | 4 mm² | 600/1000V | Meter | Coil | Meter | 100 | 100 | 10000 | 500 | PVC insulated copper electrical cable | Yes
ELC-004 | Electrician | Electrical Cables | Copper Wire | Copper Cable Single Core 6mm² | PVC insulated copper electrical cable | Any/Multiple | 6 mm² | 600/1000V | Meter | Coil | Meter | 100 | 100 | 10000 | 500 | PVC insulated copper electrical cable | Yes
ELC-005 | Electrician | Electrical Cables | Copper Wire | Copper Cable Twin Core 1.5mm² | PVC insulated copper electrical cable | Any/Multiple | 1.5 mm² | 600/1000V | Meter | Coil | Meter | 100 | 100 | 10000 | 500 | PVC insulated copper electrical cable | Yes
ELC-006 | Electrician | Electrical Cables | Copper Wire | Copper Cable Twin Core 2.5mm² | PVC insulated copper electrical cable | Any/Multiple | 2.5 mm² | 600/1000V | Meter | Coil | Meter | 100 | 100 | 10000 | 500 | PVC insulated copper electrical cable | Yes
ELC-007 | Electrician | Electrical Cables | Copper Wire | Copper Cable Twin Core 4mm² | PVC insulated copper electrical cable | Any/Multiple | 4 mm² | 600/1000V | Meter | Coil | Meter | 100 | 100 | 10000 | 500 | PVC insulated copper electrical cable | Yes
ELC-008 | Electrician | Electrical Cables | Copper Wire | Copper Cable Twin Core 6mm² | PVC insulated copper electrical cable | Any/Multiple | 6 mm² | 600/1000V | Meter | Coil | Meter | 100 | 100 | 10000 | 500 | PVC insulated copper electrical cable | Yes
ELC-009 | Electrician | Electrical Cables | Copper Wire | Copper Cable Twin Core 10mm² | PVC insulated copper electrical cable | Any/Multiple | 10 mm² | 600/1000V | Meter | Coil | Meter | 100 | 100 | 10000 | 500 | PVC insulated copper electrical cable | Yes
ELC-010 | Electrician | Electrical Cables | Copper Wire | Copper Cable Three Core 1.5mm² | PVC insulated copper electrical cable | Any/Multiple | 1.5 mm² | 600/1000V | Meter | Coil | Meter | 100 | 100 | 10000 | 500 | PVC insulated copper electrical cable | Yes
ELC-011 | Electrician | Electrical Cables | Copper Wire | Copper Cable Three Core 2.5mm² | PVC insulated copper electrical cable | Any/Multiple | 2.5 mm² | 600/1000V | Meter | Coil | Meter | 100 | 100 | 10000 | 500 | PVC insulated copper electrical cable | Yes
ELC-012 | Electrician | Electrical Cables | Copper Wire | Copper Cable Three Core 4mm² | PVC insulated copper electrical cable | Any/Multiple | 4 mm² | 600/1000V | Meter | Coil | Meter | 100 | 100 | 10000 | 500 | PVC insulated copper electrical cable | Yes
ELC-013 | Electrician | Electrical Cables | Copper Wire | Copper Cable Three Core 6mm² | PVC insulated copper electrical cable | Any/Multiple | 6 mm² | 600/1000V | Meter | Coil | Meter | 100 | 100 | 10000 | 500 | PVC insulated copper electrical cable | Yes
ELC-014 | Electrician | Electrical Cables | Copper Wire | Copper Cable Three Core 10mm² | PVC insulated copper electrical cable | Any/Multiple | 10 mm² | 600/1000V | Meter | Coil | Meter | 100 | 100 | 10000 | 500 | PVC insulated copper electrical cable | Yes
ELC-015 | Electrician | Electrical Cables | Copper Wire | Copper Cable Four Core 1.5mm² | PVC insulated copper electrical cable | Any/Multiple | 1.5 mm² | 600/1000V | Meter | Coil | Meter | 100 | 100 | 10000 | 500 | PVC insulated copper electrical cable | Yes
ELC-016 | Electrician | Electrical Cables | Copper Wire | Copper Cable Four Core 2.5mm² | PVC insulated copper electrical cable | Any/Multiple | 2.5 mm² | 600/1000V | Meter | Coil | Meter | 100 | 100 | 10000 | 500 | PVC insulated copper electrical cable | Yes
ELC-017 | Electrician | Electrical Cables | Copper Wire | Copper Cable Four Core 4mm² | PVC insulated copper electrical cable | Any/Multiple | 4 mm² | 600/1000V | Meter | Coil | Meter | 100 | 100 | 10000 | 500 | PVC insulated copper electrical cable | Yes
ELC-018 | Electrician | Electrical Cables | Copper Wire | Copper Cable Four Core 6mm² | PVC insulated copper electrical cable | Any/Multiple | 6 mm² | 600/1000V | Meter | Coil | Meter | 100 | 100 | 10000 | 500 | PVC insulated copper electrical cable | Yes
ELC-019 | Electrician | Electrical Cables | Copper Wire | Copper Cable Four Core 10mm² | PVC insulated copper electrical cable | Any/Multiple | 10 mm² | 600/1000V | Meter | Coil | Meter | 100 | 100 | 10000 | 500 | PVC insulated copper electrical cable | Yes
CAB-001 | Electrician | Electrical Cables | Copper Cable | Copper Armoured Cable 1.5mm² | XLPE/PVC insulated armoured power cable | Any/Multiple | 1.5 mm² | 600/1000V | Meter | Meter | Meter | 1 | 50 | 5000 | 200 | XLPE/PVC insulated armoured power cable | Yes
CAB-002 | Electrician | Electrical Cables | Copper Cable | Copper Armoured Cable 2.5mm² | XLPE/PVC insulated armoured power cable | Any/Multiple | 2.5 mm² | 600/1000V | Meter | Meter | Meter | 1 | 50 | 5000 | 200 | XLPE/PVC insulated armoured power cable | Yes
CAB-003 | Electrician | Electrical Cables | Copper Cable | Copper Armoured Cable 4mm² | XLPE/PVC insulated armoured power cable | Any/Multiple | 4 mm² | 600/1000V | Meter | Meter | Meter | 1 | 50 | 5000 | 200 | XLPE/PVC insulated armoured power cable | Yes
CAB-004 | Electrician | Electrical Cables | Copper Cable | Copper Armoured Cable 6mm² | XLPE/PVC insulated armoured power cable | Any/Multiple | 6 mm² | 600/1000V | Meter | Meter | Meter | 1 | 50 | 5000 | 200 | XLPE/PVC insulated armoured power cable | Yes
CAB-005 | Electrician | Electrical Cables | Copper Cable | Copper Armoured Cable 10mm² | XLPE/PVC insulated armoured power cable | Any/Multiple | 10 mm² | 600/1000V | Meter | Meter | Meter | 1 | 50 | 5000 | 200 | XLPE/PVC insulated armoured power cable | Yes
CAB-006 | Electrician | Electrical Cables | Copper Cable | Copper Armoured Cable 16mm² | XLPE/PVC insulated armoured power cable | Any/Multiple | 16 mm² | 600/1000V | Meter | Meter | Meter | 1 | 50 | 5000 | 200 | XLPE/PVC insulated armoured power cable | Yes
CAB-007 | Electrician | Electrical Cables | Copper Cable | Copper Armoured Cable 25mm² | XLPE/PVC insulated armoured power cable | Any/Multiple | 25 mm² | 600/1000V | Meter | Meter | Meter | 1 | 50 | 5000 | 200 | XLPE/PVC insulated armoured power cable | Yes
CAB-008 | Electrician | Electrical Cables | Copper Cable | Copper Armoured Cable 35mm² | XLPE/PVC insulated armoured power cable | Any/Multiple | 35 mm² | 600/1000V | Meter | Meter | Meter | 1 | 50 | 5000 | 200 | XLPE/PVC insulated armoured power cable | Yes
CAB-009 | Electrician | Electrical Cables | Copper Cable | Copper Armoured Cable 50mm² | XLPE/PVC insulated armoured power cable | Any/Multiple | 50 mm² | 600/1000V | Meter | Meter | Meter | 1 | 50 | 5000 | 200 | XLPE/PVC insulated armoured power cable | Yes
CAB-010 | Electrician | Electrical Cables | Copper Cable | Copper Armoured Cable 70mm² | XLPE/PVC insulated armoured power cable | Any/Multiple | 70 mm² | 600/1000V | Meter | Meter | Meter | 1 | 50 | 5000 | 200 | XLPE/PVC insulated armoured power cable | Yes
CAB-011 | Electrician | Electrical Cables | Copper Cable | Copper Armoured Cable 95mm² | XLPE/PVC insulated armoured power cable | Any/Multiple | 95 mm² | 600/1000V | Meter | Meter | Meter | 1 | 50 | 5000 | 200 | XLPE/PVC insulated armoured power cable | Yes
CAB-012 | Electrician | Electrical Cables | Copper Cable | Copper Armoured Cable 120mm² | XLPE/PVC insulated armoured power cable | Any/Multiple | 120 mm² | 600/1000V | Meter | Meter | Meter | 1 | 50 | 5000 | 200 | XLPE/PVC insulated armoured power cable | Yes
CON-001 | Electrician | Conduits | PVC Conduit | PVC Conduit Pipe 20mm | Electrical cable protection conduit | Any/Multiple | 20 mm | Heavy Duty | Length | Length | Meter | 3 | 50 | 2000 | 100 | Electrical cable protection conduit | Yes
CON-002 | Electrician | Conduits | PVC Conduit | Flexible Conduit 20mm | Electrical cable protection conduit | Any/Multiple | 20 mm | Heavy Duty | Length | Length | Meter | 3 | 50 | 2000 | 100 | Electrical cable protection conduit | Yes
CNF-001 | Electrician | Conduits | PVC Conduit Fittings | PVC Conduit Coupler 20mm | Matching conduit coupler | Any/Multiple | 20 mm | Standard | Piece | Piece | Piece | 1 | 10 | 100 | 20 | Matching conduit coupler | Yes
CNF-002 | Electrician | Conduits | PVC Conduit Fittings | PVC Conduit Bend 20mm | Matching conduit bend | Any/Multiple | 20 mm | Standard | Piece | Piece | Piece | 1 | 10 | 100 | 20 | Matching conduit bend | Yes
CON-003 | Electrician | Conduits | PVC Conduit | PVC Conduit Pipe 25mm | Electrical cable protection conduit | Any/Multiple | 25 mm | Heavy Duty | Length | Length | Meter | 3 | 50 | 2000 | 100 | Electrical cable protection conduit | Yes
CON-004 | Electrician | Conduits | PVC Conduit | Flexible Conduit 25mm | Electrical cable protection conduit | Any/Multiple | 25 mm | Heavy Duty | Length | Length | Meter | 3 | 50 | 2000 | 100 | Electrical cable protection conduit | Yes
CNF-003 | Electrician | Conduits | PVC Conduit Fittings | PVC Conduit Coupler 25mm | Matching conduit coupler | Any/Multiple | 25 mm | Standard | Piece | Piece | Piece | 1 | 10 | 100 | 20 | Matching conduit coupler | Yes
CNF-004 | Electrician | Conduits | PVC Conduit Fittings | PVC Conduit Bend 25mm | Matching conduit bend | Any/Multiple | 25 mm | Standard | Piece | Piece | Piece | 1 | 10 | 100 | 20 | Matching conduit bend | Yes
CON-005 | Electrician | Conduits | PVC Conduit | PVC Conduit Pipe 32mm | Electrical cable protection conduit | Any/Multiple | 32 mm | Heavy Duty | Length | Length | Meter | 3 | 50 | 2000 | 100 | Electrical cable protection conduit | Yes
CON-006 | Electrician | Conduits | PVC Conduit | Flexible Conduit 32mm | Electrical cable protection conduit | Any/Multiple | 32 mm | Heavy Duty | Length | Length | Meter | 3 | 50 | 2000 | 100 | Electrical cable protection conduit | Yes
CNF-005 | Electrician | Conduits | PVC Conduit Fittings | PVC Conduit Coupler 32mm | Matching conduit coupler | Any/Multiple | 32 mm | Standard | Piece | Piece | Piece | 1 | 10 | 100 | 20 | Matching conduit coupler | Yes
CNF-006 | Electrician | Conduits | PVC Conduit Fittings | PVC Conduit Bend 32mm | Matching conduit bend | Any/Multiple | 32 mm | Standard | Piece | Piece | Piece | 1 | 10 | 100 | 20 | Matching conduit bend | Yes
CON-007 | Electrician | Conduits | PVC Conduit | PVC Conduit Pipe 40mm | Electrical cable protection conduit | Any/Multiple | 40 mm | Heavy Duty | Length | Length | Meter | 3 | 50 | 2000 | 100 | Electrical cable protection conduit | Yes
CON-008 | Electrician | Conduits | PVC Conduit | Flexible Conduit 40mm | Electrical cable protection conduit | Any/Multiple | 40 mm | Heavy Duty | Length | Length | Meter | 3 | 50 | 2000 | 100 | Electrical cable protection conduit | Yes
CNF-007 | Electrician | Conduits | PVC Conduit Fittings | PVC Conduit Coupler 40mm | Matching conduit coupler | Any/Multiple | 40 mm | Standard | Piece | Piece | Piece | 1 | 10 | 100 | 20 | Matching conduit coupler | Yes
CNF-008 | Electrician | Conduits | PVC Conduit Fittings | PVC Conduit Bend 40mm | Matching conduit bend | Any/Multiple | 40 mm | Standard | Piece | Piece | Piece | 1 | 10 | 100 | 20 | Matching conduit bend | Yes
CON-009 | Electrician | Conduits | PVC Conduit | PVC Conduit Pipe 50mm | Electrical cable protection conduit | Any/Multiple | 50 mm | Heavy Duty | Length | Length | Meter | 3 | 50 | 2000 | 100 | Electrical cable protection conduit | Yes
CON-010 | Electrician | Conduits | PVC Conduit | Flexible Conduit 50mm | Electrical cable protection conduit | Any/Multiple | 50 mm | Heavy Duty | Length | Length | Meter | 3 | 50 | 2000 | 100 | Electrical cable protection conduit | Yes
CNF-009 | Electrician | Conduits | PVC Conduit Fittings | PVC Conduit Coupler 50mm | Matching conduit coupler | Any/Multiple | 50 mm | Standard | Piece | Piece | Piece | 1 | 10 | 100 | 20 | Matching conduit coupler | Yes
CNF-010 | Electrician | Conduits | PVC Conduit Fittings | PVC Conduit Bend 50mm | Matching conduit bend | Any/Multiple | 50 mm | Standard | Piece | Piece | Piece | 1 | 10 | 100 | 20 | Matching conduit bend | Yes
SWT-001 | Electrician | Switches | 1-Gang | 1-Gang 1-Way Switch | Modular electrical wall switch | Any/Multiple | 1 Gang | 10A | Piece | Piece | Piece | 1 | 10 | 100 | 20 | Modular electrical wall switch | Yes
SWT-002 | Electrician | Switches | 1-Gang | 1-Gang Switch Plate | Modular switch face plate | Any/Multiple | 1 Gang | Standard | Piece | Piece | Piece | 1 | 10 | 100 | 20 | Modular switch face plate | Yes
SWT-003 | Electrician | Switches | 2-Gang | 2-Gang 1-Way Switch | Modular electrical wall switch | Any/Multiple | 2 Gang | 10A | Piece | Piece | Piece | 1 | 10 | 100 | 20 | Modular electrical wall switch | Yes
SWT-004 | Electrician | Switches | 2-Gang | 2-Gang Switch Plate | Modular switch face plate | Any/Multiple | 2 Gang | Standard | Piece | Piece | Piece | 1 | 10 | 100 | 20 | Modular switch face plate | Yes
SWT-005 | Electrician | Switches | 3-Gang | 3-Gang 1-Way Switch | Modular electrical wall switch | Any/Multiple | 3 Gang | 10A | Piece | Piece | Piece | 1 | 10 | 100 | 20 | Modular electrical wall switch | Yes
SWT-006 | Electrician | Switches | 3-Gang | 3-Gang Switch Plate | Modular switch face plate | Any/Multiple | 3 Gang | Standard | Piece | Piece | Piece | 1 | 10 | 100 | 20 | Modular switch face plate | Yes
SWT-007 | Electrician | Switches | 4-Gang | 4-Gang 1-Way Switch | Modular electrical wall switch | Any/Multiple | 4 Gang | 10A | Piece | Piece | Piece | 1 | 10 | 100 | 20 | Modular electrical wall switch | Yes
SWT-008 | Electrician | Switches | 4-Gang | 4-Gang Switch Plate | Modular switch face plate | Any/Multiple | 4 Gang | Standard | Piece | Piece | Piece | 1 | 10 | 100 | 20 | Modular switch face plate | Yes
SKT-001 | Electrician | Sockets | Socket Outlet | 6A Socket Outlet | Electrical socket outlet | Any/Multiple | 6 A | 250V | Piece | Piece | Piece | 1 | 10 | 100 | 20 | Electrical socket outlet | Yes
SKT-002 | Electrician | Sockets | Socket Outlet | 13A Socket Outlet | Electrical socket outlet | Any/Multiple | 13 A | 250V | Piece | Piece | Piece | 1 | 10 | 100 | 20 | Electrical socket outlet | Yes
SKT-003 | Electrician | Sockets | Socket Outlet | 16A Socket Outlet | Electrical socket outlet | Any/Multiple | 16 A | 250V | Piece | Piece | Piece | 1 | 10 | 100 | 20 | Electrical socket outlet | Yes
SKT-004 | Electrician | Sockets | Socket Outlet | 20A Socket Outlet | Electrical socket outlet | Any/Multiple | 20 A | 250V | Piece | Piece | Piece | 1 | 10 | 100 | 20 | Electrical socket outlet | Yes
SKT-005 | Electrician | Sockets | Socket Outlet | 32A Socket Outlet | Electrical socket outlet | Any/Multiple | 32 A | 250V | Piece | Piece | Piece | 1 | 10 | 100 | 20 | Electrical socket outlet | Yes
MCB-001 | Electrician | Distribution Boards | MCB | MCB 6A | Miniature circuit breaker, single pole | Any/Multiple | 6 A | SP | Piece | Piece | Piece | 1 | 10 | 100 | 20 | Miniature circuit breaker, single pole | Yes
MCB-002 | Electrician | Distribution Boards | MCB | MCB 10A | Miniature circuit breaker, single pole | Any/Multiple | 10 A | SP | Piece | Piece | Piece | 1 | 10 | 100 | 20 | Miniature circuit breaker, single pole | Yes
MCB-003 | Electrician | Distribution Boards | MCB | MCB 16A | Miniature circuit breaker, single pole | Any/Multiple | 16 A | SP | Piece | Piece | Piece | 1 | 10 | 100 | 20 | Miniature circuit breaker, single pole | Yes
MCB-004 | Electrician | Distribution Boards | MCB | MCB 20A | Miniature circuit breaker, single pole | Any/Multiple | 20 A | SP | Piece | Piece | Piece | 1 | 10 | 100 | 20 | Miniature circuit breaker, single pole | Yes
MCB-005 | Electrician | Distribution Boards | MCB | MCB 25A | Miniature circuit breaker, single pole | Any/Multiple | 25 A | SP | Piece | Piece | Piece | 1 | 10 | 100 | 20 | Miniature circuit breaker, single pole | Yes
MCB-006 | Electrician | Distribution Boards | MCB | MCB 32A | Miniature circuit breaker, single pole | Any/Multiple | 32 A | SP | Piece | Piece | Piece | 1 | 10 | 100 | 20 | Miniature circuit breaker, single pole | Yes
MCB-007 | Electrician | Distribution Boards | MCB | MCB 40A | Miniature circuit breaker, single pole | Any/Multiple | 40 A | SP | Piece | Piece | Piece | 1 | 10 | 100 | 20 | Miniature circuit breaker, single pole | Yes
MCB-008 | Electrician | Distribution Boards | MCB | MCB 50A | Miniature circuit breaker, single pole | Any/Multiple | 50 A | SP | Piece | Piece | Piece | 1 | 10 | 100 | 20 | Miniature circuit breaker, single pole | Yes
MCB-009 | Electrician | Distribution Boards | MCB | MCB 63A | Miniature circuit breaker, single pole | Any/Multiple | 63 A | SP | Piece | Piece | Piece | 1 | 10 | 100 | 20 | Miniature circuit breaker, single pole | Yes
MCC-001 | Electrician | Distribution Boards | MCCB | MCCB 40A | Moulded case circuit breaker | Any/Multiple | 40 A | 3P | Piece | Piece | Piece | 1 | 10 | 100 | 20 | Moulded case circuit breaker | Yes
MCC-002 | Electrician | Distribution Boards | MCCB | MCCB 63A | Moulded case circuit breaker | Any/Multiple | 63 A | 3P | Piece | Piece | Piece | 1 | 10 | 100 | 20 | Moulded case circuit breaker | Yes
MCC-003 | Electrician | Distribution Boards | MCCB | MCCB 80A | Moulded case circuit breaker | Any/Multiple | 80 A | 3P | Piece | Piece | Piece | 1 | 10 | 100 | 20 | Moulded case circuit breaker | Yes
MCC-004 | Electrician | Distribution Boards | MCCB | MCCB 100A | Moulded case circuit breaker | Any/Multiple | 100 A | 3P | Piece | Piece | Piece | 1 | 10 | 100 | 20 | Moulded case circuit breaker | Yes
MCC-005 | Electrician | Distribution Boards | MCCB | MCCB 125A | Moulded case circuit breaker | Any/Multiple | 125 A | 3P | Piece | Piece | Piece | 1 | 10 | 100 | 20 | Moulded case circuit breaker | Yes
MCC-006 | Electrician | Distribution Boards | MCCB | MCCB 160A | Moulded case circuit breaker | Any/Multiple | 160 A | 3P | Piece | Piece | Piece | 1 | 10 | 100 | 20 | Moulded case circuit breaker | Yes
DBX-001 | Electrician | Distribution Boards | Distribution Board | 4-Way Distribution Board | Surface/flush mounted electrical DB | Any/Multiple | 4 Way | Standard | Piece | Piece | Piece | 1 | 10 | 100 | 20 | Surface/flush mounted electrical DB | Yes
DBX-002 | Electrician | Distribution Boards | Distribution Board | 6-Way Distribution Board | Surface/flush mounted electrical DB | Any/Multiple | 6 Way | Standard | Piece | Piece | Piece | 1 | 10 | 100 | 20 | Surface/flush mounted electrical DB | Yes
DBX-003 | Electrician | Distribution Boards | Distribution Board | 8-Way Distribution Board | Surface/flush mounted electrical DB | Any/Multiple | 8 Way | Standard | Piece | Piece | Piece | 1 | 10 | 100 | 20 | Surface/flush mounted electrical DB | Yes
DBX-004 | Electrician | Distribution Boards | Distribution Board | 12-Way Distribution Board | Surface/flush mounted electrical DB | Any/Multiple | 12 Way | Standard | Piece | Piece | Piece | 1 | 10 | 100 | 20 | Surface/flush mounted electrical DB | Yes
DBX-005 | Electrician | Distribution Boards | Distribution Board | 18-Way Distribution Board | Surface/flush mounted electrical DB | Any/Multiple | 18 Way | Standard | Piece | Piece | Piece | 1 | 10 | 100 | 20 | Surface/flush mounted electrical DB | Yes
DBX-006 | Electrician | Distribution Boards | Distribution Board | 24-Way Distribution Board | Surface/flush mounted electrical DB | Any/Multiple | 24 Way | Standard | Piece | Piece | Piece | 1 | 10 | 100 | 20 | Surface/flush mounted electrical DB | Yes
LGT-001 | Electrician | Lighting | LED Bulb | LED Bulb 5W | Energy efficient LED lamp | Any/Multiple | 5 W | 220-240V | Piece | Piece | Piece | 1 | 10 | 100 | 20 | Energy efficient LED lamp | Yes
LGT-002 | Electrician | Lighting | LED Bulb | LED Bulb 7W | Energy efficient LED lamp | Any/Multiple | 7 W | 220-240V | Piece | Piece | Piece | 1 | 10 | 100 | 20 | Energy efficient LED lamp | Yes
LGT-003 | Electrician | Lighting | LED Bulb | LED Bulb 9W | Energy efficient LED lamp | Any/Multiple | 9 W | 220-240V | Piece | Piece | Piece | 1 | 10 | 100 | 20 | Energy efficient LED lamp | Yes
LGT-004 | Electrician | Lighting | LED Bulb | LED Bulb 12W | Energy efficient LED lamp | Any/Multiple | 12 W | 220-240V | Piece | Piece | Piece | 1 | 10 | 100 | 20 | Energy efficient LED lamp | Yes
LGT-005 | Electrician | Lighting | LED Bulb | LED Bulb 15W | Energy efficient LED lamp | Any/Multiple | 15 W | 220-240V | Piece | Piece | Piece | 1 | 10 | 100 | 20 | Energy efficient LED lamp | Yes
LGT-006 | Electrician | Lighting | LED Bulb | LED Bulb 18W | Energy efficient LED lamp | Any/Multiple | 18 W | 220-240V | Piece | Piece | Piece | 1 | 10 | 100 | 20 | Energy efficient LED lamp | Yes
LGT-007 | Electrician | Lighting | LED Bulb | LED Bulb 20W | Energy efficient LED lamp | Any/Multiple | 20 W | 220-240V | Piece | Piece | Piece | 1 | 10 | 100 | 20 | Energy efficient LED lamp | Yes
LGT-008 | Electrician | Lighting | LED Bulb | LED Bulb 30W | Energy efficient LED lamp | Any/Multiple | 30 W | 220-240V | Piece | Piece | Piece | 1 | 10 | 100 | 20 | Energy efficient LED lamp | Yes
LGT-009 | Electrician | Lighting | LED Bulb | LED Bulb 40W | Energy efficient LED lamp | Any/Multiple | 40 W | 220-240V | Piece | Piece | Piece | 1 | 10 | 100 | 20 | Energy efficient LED lamp | Yes
LGT-010 | Electrician | Lighting | LED Bulb | LED Bulb 50W | Energy efficient LED lamp | Any/Multiple | 50 W | 220-240V | Piece | Piece | Piece | 1 | 10 | 100 | 20 | Energy efficient LED lamp | Yes
LPN-001 | Electrician | Lighting | LED Panel | LED Panel Light 6W | Recessed LED panel light | Any/Multiple | 6W | Standard | Piece | Piece | Piece | 1 | 10 | 100 | 20 | Recessed LED panel light | Yes
LPN-002 | Electrician | Lighting | LED Panel | LED Panel Light 12W | Recessed LED panel light | Any/Multiple | 12W | Standard | Piece | Piece | Piece | 1 | 10 | 100 | 20 | Recessed LED panel light | Yes
LPN-003 | Electrician | Lighting | LED Panel | LED Panel Light 18W | Recessed LED panel light | Any/Multiple | 18W | Standard | Piece | Piece | Piece | 1 | 10 | 100 | 20 | Recessed LED panel light | Yes
LPN-004 | Electrician | Lighting | LED Panel | LED Panel Light 24W | Recessed LED panel light | Any/Multiple | 24W | Standard | Piece | Piece | Piece | 1 | 10 | 100 | 20 | Recessed LED panel light | Yes
LPN-005 | Electrician | Lighting | LED Panel | LED Panel Light 36W | Recessed LED panel light | Any/Multiple | 36W | Standard | Piece | Piece | Piece | 1 | 10 | 100 | 20 | Recessed LED panel light | Yes
FLD-001 | Electrician | Lighting | Flood Light | LED Flood Light 10W | Outdoor LED flood light | Any/Multiple | 10 W | IP65 | Piece | Piece | Piece | 1 | 10 | 100 | 20 | Outdoor LED flood light | Yes
FLD-002 | Electrician | Lighting | Flood Light | LED Flood Light 20W | Outdoor LED flood light | Any/Multiple | 20 W | IP65 | Piece | Piece | Piece | 1 | 10 | 100 | 20 | Outdoor LED flood light | Yes
FLD-003 | Electrician | Lighting | Flood Light | LED Flood Light 30W | Outdoor LED flood light | Any/Multiple | 30 W | IP65 | Piece | Piece | Piece | 1 | 10 | 100 | 20 | Outdoor LED flood light | Yes
FLD-004 | Electrician | Lighting | Flood Light | LED Flood Light 50W | Outdoor LED flood light | Any/Multiple | 50 W | IP65 | Piece | Piece | Piece | 1 | 10 | 100 | 20 | Outdoor LED flood light | Yes
FLD-005 | Electrician | Lighting | Flood Light | LED Flood Light 100W | Outdoor LED flood light | Any/Multiple | 100 W | IP65 | Piece | Piece | Piece | 1 | 10 | 100 | 20 | Outdoor LED flood light | Yes
FLD-006 | Electrician | Lighting | Flood Light | LED Flood Light 150W | Outdoor LED flood light | Any/Multiple | 150 W | IP65 | Piece | Piece | Piece | 1 | 10 | 100 | 20 | Outdoor LED flood light | Yes
FLD-007 | Electrician | Lighting | Flood Light | LED Flood Light 200W | Outdoor LED flood light | Any/Multiple | 200 W | IP65 | Piece | Piece | Piece | 1 | 10 | 100 | 20 | Outdoor LED flood light | Yes
PPR-001 | Plumber | PPRC Pipes | PPRC Pipe | PPRC pressure pipe 20 mm | PPRC pipe for plumbing installation | Any/Multiple | 20 mm | Standard | Length | Length | Meter | 3 | 10 | 1000 | 50 | PPRC pipe for plumbing installation | Yes
PPR-002 | Plumber | PPRC Pipes | PPRC Pipe | PPRC pressure pipe 25 mm | PPRC pipe for plumbing installation | Any/Multiple | 25 mm | Standard | Length | Length | Meter | 3 | 10 | 1000 | 50 | PPRC pipe for plumbing installation | Yes
PPR-003 | Plumber | PPRC Pipes | PPRC Pipe | PPRC pressure pipe 32 mm | PPRC pipe for plumbing installation | Any/Multiple | 32 mm | Standard | Length | Length | Meter | 3 | 10 | 1000 | 50 | PPRC pipe for plumbing installation | Yes
PPR-004 | Plumber | PPRC Pipes | PPRC Pipe | PPRC pressure pipe 40 mm | PPRC pipe for plumbing installation | Any/Multiple | 40 mm | Standard | Length | Length | Meter | 3 | 10 | 1000 | 50 | PPRC pipe for plumbing installation | Yes
PPR-005 | Plumber | PPRC Pipes | PPRC Pipe | PPRC pressure pipe 50 mm | PPRC pipe for plumbing installation | Any/Multiple | 50 mm | Standard | Length | Length | Meter | 3 | 10 | 1000 | 50 | PPRC pipe for plumbing installation | Yes
PPR-006 | Plumber | PPRC Pipes | PPRC Pipe | PPRC pressure pipe 63 mm | PPRC pipe for plumbing installation | Any/Multiple | 63 mm | Standard | Length | Length | Meter | 3 | 10 | 1000 | 50 | PPRC pipe for plumbing installation | Yes
PPR-007 | Plumber | PPRC Pipes | PPRC Pipe | PPRC pressure pipe 75 mm | PPRC pipe for plumbing installation | Any/Multiple | 75 mm | Standard | Length | Length | Meter | 3 | 10 | 1000 | 50 | PPRC pipe for plumbing installation | Yes
PPR-008 | Plumber | PPRC Pipes | PPRC Pipe | PPRC pressure pipe 90 mm | PPRC pipe for plumbing installation | Any/Multiple | 90 mm | Standard | Length | Length | Meter | 3 | 10 | 1000 | 50 | PPRC pipe for plumbing installation | Yes
PPR-009 | Plumber | PPRC Pipes | PPRC Pipe | PPRC pressure pipe 110 mm | PPRC pipe for plumbing installation | Any/Multiple | 110 mm | Standard | Length | Length | Meter | 3 | 10 | 1000 | 50 | PPRC pipe for plumbing installation | Yes
PVC-001 | Plumber | PVC Pipes | Drainage Pipe | PVC drainage pipe 50 mm | PVC pipe for plumbing installation | Any/Multiple | 50 mm | Standard | Length | Length | Meter | 3 | 10 | 1000 | 50 | PVC pipe for plumbing installation | Yes
PVC-002 | Plumber | PVC Pipes | Drainage Pipe | PVC drainage pipe 75 mm | PVC pipe for plumbing installation | Any/Multiple | 75 mm | Standard | Length | Length | Meter | 3 | 10 | 1000 | 50 | PVC pipe for plumbing installation | Yes
PVC-003 | Plumber | PVC Pipes | Drainage Pipe | PVC drainage pipe 110 mm | PVC pipe for plumbing installation | Any/Multiple | 110 mm | Standard | Length | Length | Meter | 3 | 10 | 1000 | 50 | PVC pipe for plumbing installation | Yes
PVC-004 | Plumber | PVC Pipes | Drainage Pipe | PVC drainage pipe 160 mm | PVC pipe for plumbing installation | Any/Multiple | 160 mm | Standard | Length | Length | Meter | 3 | 10 | 1000 | 50 | PVC pipe for plumbing installation | Yes
PVC-005 | Plumber | PVC Pipes | Drainage Pipe | PVC drainage pipe 200 mm | PVC pipe for plumbing installation | Any/Multiple | 200 mm | Standard | Length | Length | Meter | 3 | 10 | 1000 | 50 | PVC pipe for plumbing installation | Yes
UPV-001 | Plumber | UPVC Pipes | Pressure Pipe | UPVC pressure pipe 20 mm | UPVC pipe for plumbing installation | Any/Multiple | 20 mm | Standard | Length | Length | Meter | 3 | 10 | 1000 | 50 | UPVC pipe for plumbing installation | Yes
UPV-002 | Plumber | UPVC Pipes | Pressure Pipe | UPVC pressure pipe 25 mm | UPVC pipe for plumbing installation | Any/Multiple | 25 mm | Standard | Length | Length | Meter | 3 | 10 | 1000 | 50 | UPVC pipe for plumbing installation | Yes
UPV-003 | Plumber | UPVC Pipes | Pressure Pipe | UPVC pressure pipe 32 mm | UPVC pipe for plumbing installation | Any/Multiple | 32 mm | Standard | Length | Length | Meter | 3 | 10 | 1000 | 50 | UPVC pipe for plumbing installation | Yes
UPV-004 | Plumber | UPVC Pipes | Pressure Pipe | UPVC pressure pipe 40 mm | UPVC pipe for plumbing installation | Any/Multiple | 40 mm | Standard | Length | Length | Meter | 3 | 10 | 1000 | 50 | UPVC pipe for plumbing installation | Yes
UPV-005 | Plumber | UPVC Pipes | Pressure Pipe | UPVC pressure pipe 50 mm | UPVC pipe for plumbing installation | Any/Multiple | 50 mm | Standard | Length | Length | Meter | 3 | 10 | 1000 | 50 | UPVC pipe for plumbing installation | Yes
UPV-006 | Plumber | UPVC Pipes | Pressure Pipe | UPVC pressure pipe 63 mm | UPVC pipe for plumbing installation | Any/Multiple | 63 mm | Standard | Length | Length | Meter | 3 | 10 | 1000 | 50 | UPVC pipe for plumbing installation | Yes
UPV-007 | Plumber | UPVC Pipes | Pressure Pipe | UPVC pressure pipe 75 mm | UPVC pipe for plumbing installation | Any/Multiple | 75 mm | Standard | Length | Length | Meter | 3 | 10 | 1000 | 50 | UPVC pipe for plumbing installation | Yes
UPV-008 | Plumber | UPVC Pipes | Pressure Pipe | UPVC pressure pipe 90 mm | UPVC pipe for plumbing installation | Any/Multiple | 90 mm | Standard | Length | Length | Meter | 3 | 10 | 1000 | 50 | UPVC pipe for plumbing installation | Yes
UPV-009 | Plumber | UPVC Pipes | Pressure Pipe | UPVC pressure pipe 110 mm | UPVC pipe for plumbing installation | Any/Multiple | 110 mm | Standard | Length | Length | Meter | 3 | 10 | 1000 | 50 | UPVC pipe for plumbing installation | Yes
GI-001 | Plumber | GI Pipes | Medium Class | Galvanized iron pipe 0.5 in | GI pipe for plumbing installation | Any/Multiple | 0.5 in | Standard | Length | Length | Meter | 6 | 10 | 1000 | 50 | GI pipe for plumbing installation | Yes
GI-002 | Plumber | GI Pipes | Medium Class | Galvanized iron pipe 0.75 in | GI pipe for plumbing installation | Any/Multiple | 0.75 in | Standard | Length | Length | Meter | 6 | 10 | 1000 | 50 | GI pipe for plumbing installation | Yes
GI-003 | Plumber | GI Pipes | Medium Class | Galvanized iron pipe 1 in | GI pipe for plumbing installation | Any/Multiple | 1 in | Standard | Length | Length | Meter | 6 | 10 | 1000 | 50 | GI pipe for plumbing installation | Yes
GI-004 | Plumber | GI Pipes | Medium Class | Galvanized iron pipe 1.25 in | GI pipe for plumbing installation | Any/Multiple | 1.25 in | Standard | Length | Length | Meter | 6 | 10 | 1000 | 50 | GI pipe for plumbing installation | Yes
GI-005 | Plumber | GI Pipes | Medium Class | Galvanized iron pipe 1.5 in | GI pipe for plumbing installation | Any/Multiple | 1.5 in | Standard | Length | Length | Meter | 6 | 10 | 1000 | 50 | GI pipe for plumbing installation | Yes
GI-006 | Plumber | GI Pipes | Medium Class | Galvanized iron pipe 2 in | GI pipe for plumbing installation | Any/Multiple | 2 in | Standard | Length | Length | Meter | 6 | 10 | 1000 | 50 | GI pipe for plumbing installation | Yes
GI-007 | Plumber | GI Pipes | Medium Class | Galvanized iron pipe 3 in | GI pipe for plumbing installation | Any/Multiple | 3 in | Standard | Length | Length | Meter | 6 | 10 | 1000 | 50 | GI pipe for plumbing installation | Yes
GI-008 | Plumber | GI Pipes | Medium Class | Galvanized iron pipe 4 in | GI pipe for plumbing installation | Any/Multiple | 4 in | Standard | Length | Length | Meter | 6 | 10 | 1000 | 50 | GI pipe for plumbing installation | Yes
FIT-001 | Plumber | Pipe Fittings | PPRC Fittings | PPRC Elbow 20mm | PPRC plumbing fitting | Any/Multiple | 20 mm | Standard | Piece | Piece | Piece | 1 | 10 | 100 | 20 | PPRC plumbing fitting | Yes
FIT-002 | Plumber | Pipe Fittings | PPRC Fittings | PPRC Tee 20mm | PPRC plumbing fitting | Any/Multiple | 20 mm | Standard | Piece | Piece | Piece | 1 | 10 | 100 | 20 | PPRC plumbing fitting | Yes
FIT-003 | Plumber | Pipe Fittings | PPRC Fittings | PPRC Coupler 20mm | PPRC plumbing fitting | Any/Multiple | 20 mm | Standard | Piece | Piece | Piece | 1 | 10 | 100 | 20 | PPRC plumbing fitting | Yes
FIT-004 | Plumber | Pipe Fittings | PPRC Fittings | PPRC Reducer 20mm | PPRC plumbing fitting | Any/Multiple | 20 mm | Standard | Piece | Piece | Piece | 1 | 10 | 100 | 20 | PPRC plumbing fitting | Yes
FIT-005 | Plumber | Pipe Fittings | PPRC Fittings | PPRC Socket 20mm | PPRC plumbing fitting | Any/Multiple | 20 mm | Standard | Piece | Piece | Piece | 1 | 10 | 100 | 20 | PPRC plumbing fitting | Yes
FIT-006 | Plumber | Pipe Fittings | PPRC Fittings | PPRC Union 20mm | PPRC plumbing fitting | Any/Multiple | 20 mm | Standard | Piece | Piece | Piece | 1 | 10 | 100 | 20 | PPRC plumbing fitting | Yes
FIT-007 | Plumber | Pipe Fittings | PPRC Fittings | PPRC End Cap 20mm | PPRC plumbing fitting | Any/Multiple | 20 mm | Standard | Piece | Piece | Piece | 1 | 10 | 100 | 20 | PPRC plumbing fitting | Yes
FIT-008 | Plumber | Pipe Fittings | PPRC Fittings | PPRC Elbow 25mm | PPRC plumbing fitting | Any/Multiple | 25 mm | Standard | Piece | Piece | Piece | 1 | 10 | 100 | 20 | PPRC plumbing fitting | Yes
FIT-009 | Plumber | Pipe Fittings | PPRC Fittings | PPRC Tee 25mm | PPRC plumbing fitting | Any/Multiple | 25 mm | Standard | Piece | Piece | Piece | 1 | 10 | 100 | 20 | PPRC plumbing fitting | Yes
FIT-010 | Plumber | Pipe Fittings | PPRC Fittings | PPRC Coupler 25mm | PPRC plumbing fitting | Any/Multiple | 25 mm | Standard | Piece | Piece | Piece | 1 | 10 | 100 | 20 | PPRC plumbing fitting | Yes
FIT-011 | Plumber | Pipe Fittings | PPRC Fittings | PPRC Reducer 25mm | PPRC plumbing fitting | Any/Multiple | 25 mm | Standard | Piece | Piece | Piece | 1 | 10 | 100 | 20 | PPRC plumbing fitting | Yes
FIT-012 | Plumber | Pipe Fittings | PPRC Fittings | PPRC Socket 25mm | PPRC plumbing fitting | Any/Multiple | 25 mm | Standard | Piece | Piece | Piece | 1 | 10 | 100 | 20 | PPRC plumbing fitting | Yes
FIT-013 | Plumber | Pipe Fittings | PPRC Fittings | PPRC Union 25mm | PPRC plumbing fitting | Any/Multiple | 25 mm | Standard | Piece | Piece | Piece | 1 | 10 | 100 | 20 | PPRC plumbing fitting | Yes
FIT-014 | Plumber | Pipe Fittings | PPRC Fittings | PPRC End Cap 25mm | PPRC plumbing fitting | Any/Multiple | 25 mm | Standard | Piece | Piece | Piece | 1 | 10 | 100 | 20 | PPRC plumbing fitting | Yes
FIT-015 | Plumber | Pipe Fittings | PPRC Fittings | PPRC Elbow 32mm | PPRC plumbing fitting | Any/Multiple | 32 mm | Standard | Piece | Piece | Piece | 1 | 10 | 100 | 20 | PPRC plumbing fitting | Yes
FIT-016 | Plumber | Pipe Fittings | PPRC Fittings | PPRC Tee 32mm | PPRC plumbing fitting | Any/Multiple | 32 mm | Standard | Piece | Piece | Piece | 1 | 10 | 100 | 20 | PPRC plumbing fitting | Yes
FIT-017 | Plumber | Pipe Fittings | PPRC Fittings | PPRC Coupler 32mm | PPRC plumbing fitting | Any/Multiple | 32 mm | Standard | Piece | Piece | Piece | 1 | 10 | 100 | 20 | PPRC plumbing fitting | Yes
FIT-018 | Plumber | Pipe Fittings | PPRC Fittings | PPRC Reducer 32mm | PPRC plumbing fitting | Any/Multiple | 32 mm | Standard | Piece | Piece | Piece | 1 | 10 | 100 | 20 | PPRC plumbing fitting | Yes
FIT-019 | Plumber | Pipe Fittings | PPRC Fittings | PPRC Socket 32mm | PPRC plumbing fitting | Any/Multiple | 32 mm | Standard | Piece | Piece | Piece | 1 | 10 | 100 | 20 | PPRC plumbing fitting | Yes
FIT-020 | Plumber | Pipe Fittings | PPRC Fittings | PPRC Union 32mm | PPRC plumbing fitting | Any/Multiple | 32 mm | Standard | Piece | Piece | Piece | 1 | 10 | 100 | 20 | PPRC plumbing fitting | Yes
FIT-021 | Plumber | Pipe Fittings | PPRC Fittings | PPRC End Cap 32mm | PPRC plumbing fitting | Any/Multiple | 32 mm | Standard | Piece | Piece | Piece | 1 | 10 | 100 | 20 | PPRC plumbing fitting | Yes
FIT-022 | Plumber | Pipe Fittings | PPRC Fittings | PPRC Elbow 40mm | PPRC plumbing fitting | Any/Multiple | 40 mm | Standard | Piece | Piece | Piece | 1 | 10 | 100 | 20 | PPRC plumbing fitting | Yes
FIT-023 | Plumber | Pipe Fittings | PPRC Fittings | PPRC Tee 40mm | PPRC plumbing fitting | Any/Multiple | 40 mm | Standard | Piece | Piece | Piece | 1 | 10 | 100 | 20 | PPRC plumbing fitting | Yes
FIT-024 | Plumber | Pipe Fittings | PPRC Fittings | PPRC Coupler 40mm | PPRC plumbing fitting | Any/Multiple | 40 mm | Standard | Piece | Piece | Piece | 1 | 10 | 100 | 20 | PPRC plumbing fitting | Yes
FIT-025 | Plumber | Pipe Fittings | PPRC Fittings | PPRC Reducer 40mm | PPRC plumbing fitting | Any/Multiple | 40 mm | Standard | Piece | Piece | Piece | 1 | 10 | 100 | 20 | PPRC plumbing fitting | Yes
FIT-026 | Plumber | Pipe Fittings | PPRC Fittings | PPRC Socket 40mm | PPRC plumbing fitting | Any/Multiple | 40 mm | Standard | Piece | Piece | Piece | 1 | 10 | 100 | 20 | PPRC plumbing fitting | Yes
FIT-027 | Plumber | Pipe Fittings | PPRC Fittings | PPRC Union 40mm | PPRC plumbing fitting | Any/Multiple | 40 mm | Standard | Piece | Piece | Piece | 1 | 10 | 100 | 20 | PPRC plumbing fitting | Yes
FIT-028 | Plumber | Pipe Fittings | PPRC Fittings | PPRC End Cap 40mm | PPRC plumbing fitting | Any/Multiple | 40 mm | Standard | Piece | Piece | Piece | 1 | 10 | 100 | 20 | PPRC plumbing fitting | Yes
FIT-029 | Plumber | Pipe Fittings | PPRC Fittings | PPRC Elbow 50mm | PPRC plumbing fitting | Any/Multiple | 50 mm | Standard | Piece | Piece | Piece | 1 | 10 | 100 | 20 | PPRC plumbing fitting | Yes
FIT-030 | Plumber | Pipe Fittings | PPRC Fittings | PPRC Tee 50mm | PPRC plumbing fitting | Any/Multiple | 50 mm | Standard | Piece | Piece | Piece | 1 | 10 | 100 | 20 | PPRC plumbing fitting | Yes
FIT-031 | Plumber | Pipe Fittings | PPRC Fittings | PPRC Coupler 50mm | PPRC plumbing fitting | Any/Multiple | 50 mm | Standard | Piece | Piece | Piece | 1 | 10 | 100 | 20 | PPRC plumbing fitting | Yes
FIT-032 | Plumber | Pipe Fittings | PPRC Fittings | PPRC Reducer 50mm | PPRC plumbing fitting | Any/Multiple | 50 mm | Standard | Piece | Piece | Piece | 1 | 10 | 100 | 20 | PPRC plumbing fitting | Yes
FIT-033 | Plumber | Pipe Fittings | PPRC Fittings | PPRC Socket 50mm | PPRC plumbing fitting | Any/Multiple | 50 mm | Standard | Piece | Piece | Piece | 1 | 10 | 100 | 20 | PPRC plumbing fitting | Yes
FIT-034 | Plumber | Pipe Fittings | PPRC Fittings | PPRC Union 50mm | PPRC plumbing fitting | Any/Multiple | 50 mm | Standard | Piece | Piece | Piece | 1 | 10 | 100 | 20 | PPRC plumbing fitting | Yes
FIT-035 | Plumber | Pipe Fittings | PPRC Fittings | PPRC End Cap 50mm | PPRC plumbing fitting | Any/Multiple | 50 mm | Standard | Piece | Piece | Piece | 1 | 10 | 100 | 20 | PPRC plumbing fitting | Yes
FIT-036 | Plumber | Pipe Fittings | PVC Fittings | PVC Elbow 50mm | PVC plumbing fitting | Any/Multiple | 50 mm | Standard | Piece | Piece | Piece | 1 | 10 | 100 | 20 | PVC plumbing fitting | Yes
FIT-037 | Plumber | Pipe Fittings | PVC Fittings | PVC Tee 50mm | PVC plumbing fitting | Any/Multiple | 50 mm | Standard | Piece | Piece | Piece | 1 | 10 | 100 | 20 | PVC plumbing fitting | Yes
FIT-038 | Plumber | Pipe Fittings | PVC Fittings | PVC Coupler 50mm | PVC plumbing fitting | Any/Multiple | 50 mm | Standard | Piece | Piece | Piece | 1 | 10 | 100 | 20 | PVC plumbing fitting | Yes
FIT-039 | Plumber | Pipe Fittings | PVC Fittings | PVC Reducer 50mm | PVC plumbing fitting | Any/Multiple | 50 mm | Standard | Piece | Piece | Piece | 1 | 10 | 100 | 20 | PVC plumbing fitting | Yes
FIT-040 | Plumber | Pipe Fittings | PVC Fittings | PVC Socket 50mm | PVC plumbing fitting | Any/Multiple | 50 mm | Standard | Piece | Piece | Piece | 1 | 10 | 100 | 20 | PVC plumbing fitting | Yes
FIT-041 | Plumber | Pipe Fittings | PVC Fittings | PVC Union 50mm | PVC plumbing fitting | Any/Multiple | 50 mm | Standard | Piece | Piece | Piece | 1 | 10 | 100 | 20 | PVC plumbing fitting | Yes
FIT-042 | Plumber | Pipe Fittings | PVC Fittings | PVC End Cap 50mm | PVC plumbing fitting | Any/Multiple | 50 mm | Standard | Piece | Piece | Piece | 1 | 10 | 100 | 20 | PVC plumbing fitting | Yes
FIT-043 | Plumber | Pipe Fittings | PVC Fittings | PVC Elbow 75mm | PVC plumbing fitting | Any/Multiple | 75 mm | Standard | Piece | Piece | Piece | 1 | 10 | 100 | 20 | PVC plumbing fitting | Yes
FIT-044 | Plumber | Pipe Fittings | PVC Fittings | PVC Tee 75mm | PVC plumbing fitting | Any/Multiple | 75 mm | Standard | Piece | Piece | Piece | 1 | 10 | 100 | 20 | PVC plumbing fitting | Yes
FIT-045 | Plumber | Pipe Fittings | PVC Fittings | PVC Coupler 75mm | PVC plumbing fitting | Any/Multiple | 75 mm | Standard | Piece | Piece | Piece | 1 | 10 | 100 | 20 | PVC plumbing fitting | Yes
FIT-046 | Plumber | Pipe Fittings | PVC Fittings | PVC Reducer 75mm | PVC plumbing fitting | Any/Multiple | 75 mm | Standard | Piece | Piece | Piece | 1 | 10 | 100 | 20 | PVC plumbing fitting | Yes
FIT-047 | Plumber | Pipe Fittings | PVC Fittings | PVC Socket 75mm | PVC plumbing fitting | Any/Multiple | 75 mm | Standard | Piece | Piece | Piece | 1 | 10 | 100 | 20 | PVC plumbing fitting | Yes
FIT-048 | Plumber | Pipe Fittings | PVC Fittings | PVC Union 75mm | PVC plumbing fitting | Any/Multiple | 75 mm | Standard | Piece | Piece | Piece | 1 | 10 | 100 | 20 | PVC plumbing fitting | Yes
FIT-049 | Plumber | Pipe Fittings | PVC Fittings | PVC End Cap 75mm | PVC plumbing fitting | Any/Multiple | 75 mm | Standard | Piece | Piece | Piece | 1 | 10 | 100 | 20 | PVC plumbing fitting | Yes
FIT-050 | Plumber | Pipe Fittings | PVC Fittings | PVC Elbow 110mm | PVC plumbing fitting | Any/Multiple | 110 mm | Standard | Piece | Piece | Piece | 1 | 10 | 100 | 20 | PVC plumbing fitting | Yes
FIT-051 | Plumber | Pipe Fittings | PVC Fittings | PVC Tee 110mm | PVC plumbing fitting | Any/Multiple | 110 mm | Standard | Piece | Piece | Piece | 1 | 10 | 100 | 20 | PVC plumbing fitting | Yes
FIT-052 | Plumber | Pipe Fittings | PVC Fittings | PVC Coupler 110mm | PVC plumbing fitting | Any/Multiple | 110 mm | Standard | Piece | Piece | Piece | 1 | 10 | 100 | 20 | PVC plumbing fitting | Yes
FIT-053 | Plumber | Pipe Fittings | PVC Fittings | PVC Reducer 110mm | PVC plumbing fitting | Any/Multiple | 110 mm | Standard | Piece | Piece | Piece | 1 | 10 | 100 | 20 | PVC plumbing fitting | Yes
FIT-054 | Plumber | Pipe Fittings | PVC Fittings | PVC Socket 110mm | PVC plumbing fitting | Any/Multiple | 110 mm | Standard | Piece | Piece | Piece | 1 | 10 | 100 | 20 | PVC plumbing fitting | Yes
FIT-055 | Plumber | Pipe Fittings | PVC Fittings | PVC Union 110mm | PVC plumbing fitting | Any/Multiple | 110 mm | Standard | Piece | Piece | Piece | 1 | 10 | 100 | 20 | PVC plumbing fitting | Yes
FIT-056 | Plumber | Pipe Fittings | PVC Fittings | PVC End Cap 110mm | PVC plumbing fitting | Any/Multiple | 110 mm | Standard | Piece | Piece | Piece | 1 | 10 | 100 | 20 | PVC plumbing fitting | Yes
FIT-057 | Plumber | Pipe Fittings | PVC Fittings | PVC Elbow 160mm | PVC plumbing fitting | Any/Multiple | 160 mm | Standard | Piece | Piece | Piece | 1 | 10 | 100 | 20 | PVC plumbing fitting | Yes
FIT-058 | Plumber | Pipe Fittings | PVC Fittings | PVC Tee 160mm | PVC plumbing fitting | Any/Multiple | 160 mm | Standard | Piece | Piece | Piece | 1 | 10 | 100 | 20 | PVC plumbing fitting | Yes
FIT-059 | Plumber | Pipe Fittings | PVC Fittings | PVC Coupler 160mm | PVC plumbing fitting | Any/Multiple | 160 mm | Standard | Piece | Piece | Piece | 1 | 10 | 100 | 20 | PVC plumbing fitting | Yes
FIT-060 | Plumber | Pipe Fittings | PVC Fittings | PVC Reducer 160mm | PVC plumbing fitting | Any/Multiple | 160 mm | Standard | Piece | Piece | Piece | 1 | 10 | 100 | 20 | PVC plumbing fitting | Yes
FIT-061 | Plumber | Pipe Fittings | PVC Fittings | PVC Socket 160mm | PVC plumbing fitting | Any/Multiple | 160 mm | Standard | Piece | Piece | Piece | 1 | 10 | 100 | 20 | PVC plumbing fitting | Yes
FIT-062 | Plumber | Pipe Fittings | PVC Fittings | PVC Union 160mm | PVC plumbing fitting | Any/Multiple | 160 mm | Standard | Piece | Piece | Piece | 1 | 10 | 100 | 20 | PVC plumbing fitting | Yes
FIT-063 | Plumber | Pipe Fittings | PVC Fittings | PVC End Cap 160mm | PVC plumbing fitting | Any/Multiple | 160 mm | Standard | Piece | Piece | Piece | 1 | 10 | 100 | 20 | PVC plumbing fitting | Yes
VAL-001 | Plumber | Valves | Ball Valve | Ball Valve 1/2in | Plumbing isolation/control valve | Any/Multiple | 1/2 in | Standard | Piece | Piece | Piece | 1 | 10 | 100 | 20 | Plumbing isolation/control valve | Yes
VAL-002 | Plumber | Valves | Ball Valve | Ball Valve 3/4in | Plumbing isolation/control valve | Any/Multiple | 3/4 in | Standard | Piece | Piece | Piece | 1 | 10 | 100 | 20 | Plumbing isolation/control valve | Yes
VAL-003 | Plumber | Valves | Ball Valve | Ball Valve 1in | Plumbing isolation/control valve | Any/Multiple | 1 in | Standard | Piece | Piece | Piece | 1 | 10 | 100 | 20 | Plumbing isolation/control valve | Yes
VAL-004 | Plumber | Valves | Ball Valve | Ball Valve 1.5in | Plumbing isolation/control valve | Any/Multiple | 1.5 in | Standard | Piece | Piece | Piece | 1 | 10 | 100 | 20 | Plumbing isolation/control valve | Yes
VAL-005 | Plumber | Valves | Ball Valve | Ball Valve 2in | Plumbing isolation/control valve | Any/Multiple | 2 in | Standard | Piece | Piece | Piece | 1 | 10 | 100 | 20 | Plumbing isolation/control valve | Yes
VAL-006 | Plumber | Valves | Ball Valve | Ball Valve 3in | Plumbing isolation/control valve | Any/Multiple | 3 in | Standard | Piece | Piece | Piece | 1 | 10 | 100 | 20 | Plumbing isolation/control valve | Yes
VAL-007 | Plumber | Valves | Ball Valve | Ball Valve 4in | Plumbing isolation/control valve | Any/Multiple | 4 in | Standard | Piece | Piece | Piece | 1 | 10 | 100 | 20 | Plumbing isolation/control valve | Yes
VAL-008 | Plumber | Valves | Gate Valve | Gate Valve 1/2in | Plumbing isolation/control valve | Any/Multiple | 1/2 in | Standard | Piece | Piece | Piece | 1 | 10 | 100 | 20 | Plumbing isolation/control valve | Yes
VAL-009 | Plumber | Valves | Gate Valve | Gate Valve 3/4in | Plumbing isolation/control valve | Any/Multiple | 3/4 in | Standard | Piece | Piece | Piece | 1 | 10 | 100 | 20 | Plumbing isolation/control valve | Yes
VAL-010 | Plumber | Valves | Gate Valve | Gate Valve 1in | Plumbing isolation/control valve | Any/Multiple | 1 in | Standard | Piece | Piece | Piece | 1 | 10 | 100 | 20 | Plumbing isolation/control valve | Yes
VAL-011 | Plumber | Valves | Gate Valve | Gate Valve 1.5in | Plumbing isolation/control valve | Any/Multiple | 1.5 in | Standard | Piece | Piece | Piece | 1 | 10 | 100 | 20 | Plumbing isolation/control valve | Yes
VAL-012 | Plumber | Valves | Gate Valve | Gate Valve 2in | Plumbing isolation/control valve | Any/Multiple | 2 in | Standard | Piece | Piece | Piece | 1 | 10 | 100 | 20 | Plumbing isolation/control valve | Yes
VAL-013 | Plumber | Valves | Gate Valve | Gate Valve 3in | Plumbing isolation/control valve | Any/Multiple | 3 in | Standard | Piece | Piece | Piece | 1 | 10 | 100 | 20 | Plumbing isolation/control valve | Yes
VAL-014 | Plumber | Valves | Gate Valve | Gate Valve 4in | Plumbing isolation/control valve | Any/Multiple | 4 in | Standard | Piece | Piece | Piece | 1 | 10 | 100 | 20 | Plumbing isolation/control valve | Yes
VAL-015 | Plumber | Valves | Check Valve | Check Valve 1/2in | Plumbing isolation/control valve | Any/Multiple | 1/2 in | Standard | Piece | Piece | Piece | 1 | 10 | 100 | 20 | Plumbing isolation/control valve | Yes
VAL-016 | Plumber | Valves | Check Valve | Check Valve 3/4in | Plumbing isolation/control valve | Any/Multiple | 3/4 in | Standard | Piece | Piece | Piece | 1 | 10 | 100 | 20 | Plumbing isolation/control valve | Yes
VAL-017 | Plumber | Valves | Check Valve | Check Valve 1in | Plumbing isolation/control valve | Any/Multiple | 1 in | Standard | Piece | Piece | Piece | 1 | 10 | 100 | 20 | Plumbing isolation/control valve | Yes
VAL-018 | Plumber | Valves | Check Valve | Check Valve 1.5in | Plumbing isolation/control valve | Any/Multiple | 1.5 in | Standard | Piece | Piece | Piece | 1 | 10 | 100 | 20 | Plumbing isolation/control valve | Yes
VAL-019 | Plumber | Valves | Check Valve | Check Valve 2in | Plumbing isolation/control valve | Any/Multiple | 2 in | Standard | Piece | Piece | Piece | 1 | 10 | 100 | 20 | Plumbing isolation/control valve | Yes
VAL-020 | Plumber | Valves | Check Valve | Check Valve 3in | Plumbing isolation/control valve | Any/Multiple | 3 in | Standard | Piece | Piece | Piece | 1 | 10 | 100 | 20 | Plumbing isolation/control valve | Yes
VAL-021 | Plumber | Valves | Check Valve | Check Valve 4in | Plumbing isolation/control valve | Any/Multiple | 4 in | Standard | Piece | Piece | Piece | 1 | 10 | 100 | 20 | Plumbing isolation/control valve | Yes
VAL-022 | Plumber | Valves | Angle Valve | Angle Valve 1/2in | Plumbing isolation/control valve | Any/Multiple | 1/2 in | Standard | Piece | Piece | Piece | 1 | 10 | 100 | 20 | Plumbing isolation/control valve | Yes
VAL-023 | Plumber | Valves | Angle Valve | Angle Valve 3/4in | Plumbing isolation/control valve | Any/Multiple | 3/4 in | Standard | Piece | Piece | Piece | 1 | 10 | 100 | 20 | Plumbing isolation/control valve | Yes
VAL-024 | Plumber | Valves | Angle Valve | Angle Valve 1in | Plumbing isolation/control valve | Any/Multiple | 1 in | Standard | Piece | Piece | Piece | 1 | 10 | 100 | 20 | Plumbing isolation/control valve | Yes
VAL-025 | Plumber | Valves | Angle Valve | Angle Valve 1.5in | Plumbing isolation/control valve | Any/Multiple | 1.5 in | Standard | Piece | Piece | Piece | 1 | 10 | 100 | 20 | Plumbing isolation/control valve | Yes
VAL-026 | Plumber | Valves | Angle Valve | Angle Valve 2in | Plumbing isolation/control valve | Any/Multiple | 2 in | Standard | Piece | Piece | Piece | 1 | 10 | 100 | 20 | Plumbing isolation/control valve | Yes
VAL-027 | Plumber | Valves | Angle Valve | Angle Valve 3in | Plumbing isolation/control valve | Any/Multiple | 3 in | Standard | Piece | Piece | Piece | 1 | 10 | 100 | 20 | Plumbing isolation/control valve | Yes
VAL-028 | Plumber | Valves | Angle Valve | Angle Valve 4in | Plumbing isolation/control valve | Any/Multiple | 4 in | Standard | Piece | Piece | Piece | 1 | 10 | 100 | 20 | Plumbing isolation/control valve | Yes
VAL-029 | Plumber | Valves | Butterfly Valve | Butterfly Valve 1/2in | Plumbing isolation/control valve | Any/Multiple | 1/2 in | Standard | Piece | Piece | Piece | 1 | 10 | 100 | 20 | Plumbing isolation/control valve | Yes
VAL-030 | Plumber | Valves | Butterfly Valve | Butterfly Valve 3/4in | Plumbing isolation/control valve | Any/Multiple | 3/4 in | Standard | Piece | Piece | Piece | 1 | 10 | 100 | 20 | Plumbing isolation/control valve | Yes
VAL-031 | Plumber | Valves | Butterfly Valve | Butterfly Valve 1in | Plumbing isolation/control valve | Any/Multiple | 1 in | Standard | Piece | Piece | Piece | 1 | 10 | 100 | 20 | Plumbing isolation/control valve | Yes
VAL-032 | Plumber | Valves | Butterfly Valve | Butterfly Valve 1.5in | Plumbing isolation/control valve | Any/Multiple | 1.5 in | Standard | Piece | Piece | Piece | 1 | 10 | 100 | 20 | Plumbing isolation/control valve | Yes
VAL-033 | Plumber | Valves | Butterfly Valve | Butterfly Valve 2in | Plumbing isolation/control valve | Any/Multiple | 2 in | Standard | Piece | Piece | Piece | 1 | 10 | 100 | 20 | Plumbing isolation/control valve | Yes
VAL-034 | Plumber | Valves | Butterfly Valve | Butterfly Valve 3in | Plumbing isolation/control valve | Any/Multiple | 3 in | Standard | Piece | Piece | Piece | 1 | 10 | 100 | 20 | Plumbing isolation/control valve | Yes
VAL-035 | Plumber | Valves | Butterfly Valve | Butterfly Valve 4in | Plumbing isolation/control valve | Any/Multiple | 4 in | Standard | Piece | Piece | Piece | 1 | 10 | 100 | 20 | Plumbing isolation/control valve | Yes
SAN-001 | Plumber | Sanitary Ware | Basin / Toilet / Drainage | Western Toilet Seat | Close coupled ceramic WC | Any/Multiple | Standard | Standard | Piece | Piece | Piece | 1 | 10 | 100 | 20 | Close coupled ceramic WC | Yes
SAN-002 | Plumber | Sanitary Ware | Basin / Toilet / Drainage | Wall Hung Toilet | Ceramic wall hung WC | Any/Multiple | Standard | Standard | Piece | Piece | Piece | 1 | 10 | 100 | 20 | Ceramic wall hung WC | Yes
SAN-003 | Plumber | Sanitary Ware | Basin / Toilet / Drainage | Wash Basin | Counter top ceramic basin | Any/Multiple | Standard | Standard | Piece | Piece | Piece | 1 | 10 | 100 | 20 | Counter top ceramic basin | Yes
SAN-004 | Plumber | Sanitary Ware | Basin / Toilet / Drainage | Wash Basin | Wall mounted ceramic basin | Any/Multiple | Standard | Standard | Piece | Piece | Piece | 1 | 10 | 100 | 20 | Wall mounted ceramic basin | Yes
SAN-005 | Plumber | Sanitary Ware | Basin / Toilet / Drainage | Urinal | Ceramic wall mounted urinal | Any/Multiple | Standard | Standard | Piece | Piece | Piece | 1 | 10 | 100 | 20 | Ceramic wall mounted urinal | Yes
SAN-006 | Plumber | Sanitary Ware | Basin / Toilet / Drainage | Kitchen Sink | Stainless steel single bowl sink | Any/Multiple | Single Bowl | Standard | Piece | Piece | Piece | 1 | 10 | 100 | 20 | Stainless steel single bowl sink | Yes
SAN-007 | Plumber | Sanitary Ware | Basin / Toilet / Drainage | Kitchen Sink | Stainless steel double bowl sink | Any/Multiple | Double Bowl | Standard | Piece | Piece | Piece | 1 | 10 | 100 | 20 | Stainless steel double bowl sink | Yes
SAN-008 | Plumber | Sanitary Ware | Basin / Toilet / Drainage | Floor Drain | Stainless steel floor drain | Any/Multiple | 4 in | Standard | Piece | Piece | Piece | 1 | 10 | 100 | 20 | Stainless steel floor drain | Yes
SAN-009 | Plumber | Sanitary Ware | Basin / Toilet / Drainage | Floor Trap | PVC floor trap with grating | Any/Multiple | 4 in | Standard | Piece | Piece | Piece | 1 | 10 | 100 | 20 | PVC floor trap with grating | Yes
SAN-010 | Plumber | Sanitary Ware | Basin / Toilet / Drainage | Shower Set | Wall mounted shower set | Any/Multiple | Standard | Standard | Piece | Piece | Piece | 1 | 10 | 100 | 20 | Wall mounted shower set | Yes
FAC-001 | Plumber | Faucets | Basin Mixer / Kitchen Mixer / Bib Cock | Bib Cock | Chrome plated brass sanitary faucet | Any/Multiple | Standard | Standard | Piece | Piece | Piece | 1 | 10 | 100 | 20 | Chrome plated brass sanitary faucet | Yes
FAC-002 | Plumber | Faucets | Basin Mixer / Kitchen Mixer / Bib Cock | Pillar Cock | Chrome plated brass sanitary faucet | Any/Multiple | Standard | Standard | Piece | Piece | Piece | 1 | 10 | 100 | 20 | Chrome plated brass sanitary faucet | Yes
FAC-003 | Plumber | Faucets | Basin Mixer / Kitchen Mixer / Bib Cock | Angle Cock | Chrome plated brass sanitary faucet | Any/Multiple | Standard | Standard | Piece | Piece | Piece | 1 | 10 | 100 | 20 | Chrome plated brass sanitary faucet | Yes
FAC-004 | Plumber | Faucets | Basin Mixer / Kitchen Mixer / Bib Cock | Kitchen Mixer | Chrome plated brass sanitary faucet | Any/Multiple | Standard | Standard | Piece | Piece | Piece | 1 | 10 | 100 | 20 | Chrome plated brass sanitary faucet | Yes
FAC-005 | Plumber | Faucets | Basin Mixer / Kitchen Mixer / Bib Cock | Basin Mixer | Chrome plated brass sanitary faucet | Any/Multiple | Standard | Standard | Piece | Piece | Piece | 1 | 10 | 100 | 20 | Chrome plated brass sanitary faucet | Yes
FAC-006 | Plumber | Faucets | Basin Mixer / Kitchen Mixer / Bib Cock | Shower Mixer | Chrome plated brass sanitary faucet | Any/Multiple | Standard | Standard | Piece | Piece | Piece | 1 | 10 | 100 | 20 | Chrome plated brass sanitary faucet | Yes
FAC-007 | Plumber | Faucets | Basin Mixer / Kitchen Mixer / Bib Cock | Health Faucet | Chrome plated brass sanitary faucet | Any/Multiple | Standard | Standard | Piece | Piece | Piece | 1 | 10 | 100 | 20 | Chrome plated brass sanitary faucet | Yes
BOL-001 | Welder | Nails / Screws / Bolts | Fasteners | Hex Bolt M1.5 | Steel hex bolt with nut | Any/Multiple | M1.5 | Standard | Piece | Piece | Piece | 1 | 10 | 100 | 20 | Steel hex bolt with nut | Yes
BOL-002 | Welder | Nails / Screws / Bolts | Fasteners | Hex Bolt M2 | Steel hex bolt with nut | Any/Multiple | M2 | Standard | Piece | Piece | Piece | 1 | 10 | 100 | 20 | Steel hex bolt with nut | Yes
BOL-003 | Welder | Nails / Screws / Bolts | Fasteners | Hex Bolt M2.5 | Steel hex bolt with nut | Any/Multiple | M2.5 | Standard | Piece | Piece | Piece | 1 | 10 | 100 | 20 | Steel hex bolt with nut | Yes
BOL-004 | Welder | Nails / Screws / Bolts | Fasteners | Hex Bolt M3 | Steel hex bolt with nut | Any/Multiple | M3 | Standard | Piece | Piece | Piece | 1 | 10 | 100 | 20 | Steel hex bolt with nut | Yes
BOL-005 | Welder | Nails / Screws / Bolts | Fasteners | Hex Bolt M4 | Steel hex bolt with nut | Any/Multiple | M4 | Standard | Piece | Piece | Piece | 1 | 10 | 100 | 20 | Steel hex bolt with nut | Yes
BOL-006 | Welder | Nails / Screws / Bolts | Fasteners | Hex Bolt M5 | Steel hex bolt with nut | Any/Multiple | M5 | Standard | Piece | Piece | Piece | 1 | 10 | 100 | 20 | Steel hex bolt with nut | Yes
BOL-007 | Welder | Nails / Screws / Bolts | Fasteners | Hex Bolt M6 | Steel hex bolt with nut | Any/Multiple | M6 | Standard | Piece | Piece | Piece | 1 | 10 | 100 | 20 | Steel hex bolt with nut | Yes
BOL-008 | Welder | Nails / Screws / Bolts | Fasteners | Hex Bolt M8 | Steel hex bolt with nut | Any/Multiple | M8 | Standard | Piece | Piece | Piece | 1 | 10 | 100 | 20 | Steel hex bolt with nut | Yes
BOL-009 | Welder | Nails / Screws / Bolts | Fasteners | Hex Bolt M10 | Steel hex bolt with nut | Any/Multiple | M10 | Standard | Piece | Piece | Piece | 1 | 10 | 100 | 20 | Steel hex bolt with nut | Yes
BOL-010 | Welder | Nails / Screws / Bolts | Fasteners | Hex Bolt M12 | Steel hex bolt with nut | Any/Multiple | M12 | Standard | Piece | Piece | Piece | 1 | 10 | 100 | 20 | Steel hex bolt with nut | Yes
SCR-001 | Carpenter | Nails / Screws / Bolts | Screws | Drywall Screw 1in | Self tapping drywall screw | Any/Multiple | 1 in | Standard | Box | Box | Piece | 100 | 10 | 100 | 20 | Self tapping drywall screw | Yes
SCR-002 | Carpenter | Nails / Screws / Bolts | Screws | Drywall Screw 1.5in | Self tapping drywall screw | Any/Multiple | 1.5 in | Standard | Box | Box | Piece | 100 | 10 | 100 | 20 | Self tapping drywall screw | Yes
SCR-003 | Carpenter | Nails / Screws / Bolts | Screws | Drywall Screw 2in | Self tapping drywall screw | Any/Multiple | 2 in | Standard | Box | Box | Piece | 100 | 10 | 100 | 20 | Self tapping drywall screw | Yes
SCR-004 | Carpenter | Nails / Screws / Bolts | Screws | Drywall Screw 2.5in | Self tapping drywall screw | Any/Multiple | 2.5 in | Standard | Box | Box | Piece | 100 | 10 | 100 | 20 | Self tapping drywall screw | Yes
SCR-005 | Carpenter | Nails / Screws / Bolts | Screws | Drywall Screw 3in | Self tapping drywall screw | Any/Multiple | 3 in | Standard | Box | Box | Piece | 100 | 10 | 100 | 20 | Self tapping drywall screw | Yes
SCR-006 | Carpenter | Nails / Screws / Bolts | Screws | Drywall Screw 4in | Self tapping drywall screw | Any/Multiple | 4 in | Standard | Box | Box | Piece | 100 | 10 | 100 | 20 | Self tapping drywall screw | Yes
SCR-007 | Carpenter | Nails / Screws / Bolts | Screws | Drywall Screw 5in | Self tapping drywall screw | Any/Multiple | 5 in | Standard | Box | Box | Piece | 100 | 10 | 100 | 20 | Self tapping drywall screw | Yes
NIL-001 | Carpenter | Nails / Screws / Bolts | Nails | Common Wire Nail 1in | General construction wire nail | Any/Multiple | 1 in | Standard | Kg | Kg | Kg | 1 | 10 | 100 | 20 | General construction wire nail | Yes
NIL-002 | Carpenter | Nails / Screws / Bolts | Nails | Common Wire Nail 1.5in | General construction wire nail | Any/Multiple | 1.5 in | Standard | Kg | Kg | Kg | 1 | 10 | 100 | 20 | General construction wire nail | Yes
NIL-003 | Carpenter | Nails / Screws / Bolts | Nails | Common Wire Nail 2in | General construction wire nail | Any/Multiple | 2 in | Standard | Kg | Kg | Kg | 1 | 10 | 100 | 20 | General construction wire nail | Yes
NIL-004 | Carpenter | Nails / Screws / Bolts | Nails | Common Wire Nail 2.5in | General construction wire nail | Any/Multiple | 2.5 in | Standard | Kg | Kg | Kg | 1 | 10 | 100 | 20 | General construction wire nail | Yes
NIL-005 | Carpenter | Nails / Screws / Bolts | Nails | Common Wire Nail 3in | General construction wire nail | Any/Multiple | 3 in | Standard | Kg | Kg | Kg | 1 | 10 | 100 | 20 | General construction wire nail | Yes
NIL-006 | Carpenter | Nails / Screws / Bolts | Nails | Common Wire Nail 4in | General construction wire nail | Any/Multiple | 4 in | Standard | Kg | Kg | Kg | 1 | 10 | 100 | 20 | General construction wire nail | Yes
ANC-001 | General Labor | Anchors | Wall Anchor | Expansion Anchor M6 | Mechanical expansion anchor | Any/Multiple | M6 | Standard | Piece | Piece | Piece | 1 | 10 | 100 | 20 | Mechanical expansion anchor | Yes
ANC-002 | General Labor | Anchors | Wall Anchor | Expansion Anchor M8 | Mechanical expansion anchor | Any/Multiple | M8 | Standard | Piece | Piece | Piece | 1 | 10 | 100 | 20 | Mechanical expansion anchor | Yes
ANC-003 | General Labor | Anchors | Wall Anchor | Expansion Anchor M10 | Mechanical expansion anchor | Any/Multiple | M10 | Standard | Piece | Piece | Piece | 1 | 10 | 100 | 20 | Mechanical expansion anchor | Yes
ANC-004 | General Labor | Anchors | Wall Anchor | Expansion Anchor M12 | Mechanical expansion anchor | Any/Multiple | M12 | Standard | Piece | Piece | Piece | 1 | 10 | 100 | 20 | Mechanical expansion anchor | Yes
PPE-001 | General Labor | Safety/PPE | Personal Protective Equipment | Safety Helmet | Industrial safety helmet | Any/Multiple | Standard | Standard | Piece | Piece | Piece | 1 | 10 | 100 | 20 | Industrial safety helmet | Yes
PPE-002 | General Labor | Safety/PPE | Personal Protective Equipment | Safety Helmet Chin Strap | Replacement chin strap | Any/Multiple | Standard | Standard | Piece | Piece | Piece | 1 | 10 | 100 | 20 | Replacement chin strap | Yes
PPE-003 | General Labor | Safety/PPE | Personal Protective Equipment | Safety Shoes | Steel toe safety footwear | Any/Multiple | Size 40 | Standard | Pair | Pair | Pair | 1 | 10 | 100 | 20 | Steel toe safety footwear | Yes
PPE-004 | General Labor | Safety/PPE | Personal Protective Equipment | Safety Shoes | Steel toe safety footwear | Any/Multiple | Size 41 | Standard | Pair | Pair | Pair | 1 | 10 | 100 | 20 | Steel toe safety footwear | Yes
PPE-005 | General Labor | Safety/PPE | Personal Protective Equipment | Safety Shoes | Steel toe safety footwear | Any/Multiple | Size 42 | Standard | Pair | Pair | Pair | 1 | 10 | 100 | 20 | Steel toe safety footwear | Yes
PPE-006 | General Labor | Safety/PPE | Personal Protective Equipment | Safety Shoes | Steel toe safety footwear | Any/Multiple | Size 43 | Standard | Pair | Pair | Pair | 1 | 10 | 100 | 20 | Steel toe safety footwear | Yes
PPE-007 | General Labor | Safety/PPE | Personal Protective Equipment | Safety Shoes | Steel toe safety footwear | Any/Multiple | Size 44 | Standard | Pair | Pair | Pair | 1 | 10 | 100 | 20 | Steel toe safety footwear | Yes
PPE-008 | General Labor | Safety/PPE | Personal Protective Equipment | Safety Gloves | Leather work gloves | Any/Multiple | Standard | Standard | Pair | Pair | Pair | 1 | 10 | 100 | 20 | Leather work gloves | Yes
PPE-009 | General Labor | Safety/PPE | Personal Protective Equipment | Safety Gloves | Nitrile coated gloves | Any/Multiple | Standard | Standard | Pair | Pair | Pair | 1 | 10 | 100 | 20 | Nitrile coated gloves | Yes
PPE-010 | General Labor | Safety/PPE | Personal Protective Equipment | Safety Goggles | Clear impact resistant goggles | Any/Multiple | Standard | Standard | Piece | Piece | Piece | 1 | 10 | 100 | 20 | Clear impact resistant goggles | Yes
PPE-011 | General Labor | Safety/PPE | Personal Protective Equipment | Face Shield | Full face safety shield | Any/Multiple | Standard | Standard | Piece | Piece | Piece | 1 | 10 | 100 | 20 | Full face safety shield | Yes
PPE-012 | General Labor | Safety/PPE | Personal Protective Equipment | Dust Mask | Disposable particulate mask | Any/Multiple | Standard | Standard | Box | Box | Box | 1 | 10 | 100 | 20 | Disposable particulate mask | Yes
PPE-013 | General Labor | Safety/PPE | Personal Protective Equipment | Respirator Mask | Reusable half face respirator | Any/Multiple | Standard | Standard | Piece | Piece | Piece | 1 | 10 | 100 | 20 | Reusable half face respirator | Yes
PPE-014 | General Labor | Safety/PPE | Personal Protective Equipment | Ear Plug | Foam ear plug | Any/Multiple | Standard | Standard | Pair | Pair | Pair | 1 | 10 | 100 | 20 | Foam ear plug | Yes
PPE-015 | General Labor | Safety/PPE | Personal Protective Equipment | Safety Harness | Full body fall arrest harness | Any/Multiple | Standard | Standard | Set | Set | Set | 1 | 10 | 100 | 20 | Full body fall arrest harness | Yes
PPE-016 | General Labor | Safety/PPE | Personal Protective Equipment | Reflective Vest | High visibility safety vest | Any/Multiple | Large | Standard | Piece | Piece | Piece | 1 | 10 | 100 | 20 | High visibility safety vest | Yes
PPE-017 | General Labor | Safety/PPE | Personal Protective Equipment | First Aid Kit | Construction site first aid kit | Any/Multiple | Standard | Standard | Set | Set | Set | 1 | 10 | 100 | 20 | Construction site first aid kit | Yes
PAINT-0001 | Finishing | Paint & Coatings | Architectural Paint | Interior Emulsion Paint | Interior decorative acrylic emulsion paint | Generic | 0.25 L | Matt | L | L | L | 1 | 5 | 100 | 10 |  | TRUE
PAINT-0002 | Finishing | Paint & Coatings | Architectural Paint | Interior Emulsion Paint | Interior decorative acrylic emulsion paint | Generic | 0.5 L | Matt | L | L | L | 1 | 5 | 100 | 10 |  | TRUE
PAINT-0003 | Finishing | Paint & Coatings | Architectural Paint | Interior Emulsion Paint | Interior decorative acrylic emulsion paint | Generic | 1 L | Matt | L | L | L | 1 | 5 | 100 | 10 |  | TRUE
PAINT-0004 | Finishing | Paint & Coatings | Architectural Paint | Interior Emulsion Paint | Interior decorative acrylic emulsion paint | Generic | 4 L | Matt | L | L | L | 1 | 5 | 100 | 10 |  | TRUE
PAINT-0005 | Finishing | Paint & Coatings | Architectural Paint | Interior Emulsion Paint | Interior decorative acrylic emulsion paint | Generic | 10 L | Matt | L | L | L | 1 | 5 | 100 | 10 |  | TRUE
PAINT-0006 | Finishing | Paint & Coatings | Architectural Paint | Interior Emulsion Paint | Interior decorative acrylic emulsion paint | Generic | 20 L | Matt | L | L | L | 1 | 5 | 100 | 10 |  | TRUE
PAINT-0007 | Finishing | Paint & Coatings | Architectural Paint | Exterior Weatherproof Paint | Exterior UV and weather resistant acrylic coating | Generic | 0.25 L | Weatherproof | L | L | L | 1 | 5 | 100 | 10 |  | TRUE
PAINT-0008 | Finishing | Paint & Coatings | Architectural Paint | Exterior Weatherproof Paint | Exterior UV and weather resistant acrylic coating | Generic | 0.5 L | Weatherproof | L | L | L | 1 | 5 | 100 | 10 |  | TRUE
PAINT-0009 | Finishing | Paint & Coatings | Architectural Paint | Exterior Weatherproof Paint | Exterior UV and weather resistant acrylic coating | Generic | 1 L | Weatherproof | L | L | L | 1 | 5 | 100 | 10 |  | TRUE
PAINT-0010 | Finishing | Paint & Coatings | Architectural Paint | Exterior Weatherproof Paint | Exterior UV and weather resistant acrylic coating | Generic | 4 L | Weatherproof | L | L | L | 1 | 5 | 100 | 10 |  | TRUE
PAINT-0011 | Finishing | Paint & Coatings | Architectural Paint | Exterior Weatherproof Paint | Exterior UV and weather resistant acrylic coating | Generic | 10 L | Weatherproof | L | L | L | 1 | 5 | 100 | 10 |  | TRUE
PAINT-0012 | Finishing | Paint & Coatings | Architectural Paint | Exterior Weatherproof Paint | Exterior UV and weather resistant acrylic coating | Generic | 20 L | Weatherproof | L | L | L | 1 | 5 | 100 | 10 |  | TRUE
PAINT-0013 | Finishing | Paint & Coatings | Architectural Paint | Acrylic Primer | Water based acrylic primer for masonry surfaces | Generic | 0.25 L |  | L | L | L | 1 | 5 | 100 | 10 |  | TRUE
PAINT-0014 | Finishing | Paint & Coatings | Architectural Paint | Acrylic Primer | Water based acrylic primer for masonry surfaces | Generic | 0.5 L |  | L | L | L | 1 | 5 | 100 | 10 |  | TRUE
PAINT-0015 | Finishing | Paint & Coatings | Architectural Paint | Acrylic Primer | Water based acrylic primer for masonry surfaces | Generic | 1 L |  | L | L | L | 1 | 5 | 100 | 10 |  | TRUE
PAINT-0016 | Finishing | Paint & Coatings | Architectural Paint | Acrylic Primer | Water based acrylic primer for masonry surfaces | Generic | 4 L |  | L | L | L | 1 | 5 | 100 | 10 |  | TRUE
PAINT-0017 | Finishing | Paint & Coatings | Architectural Paint | Acrylic Primer | Water based acrylic primer for masonry surfaces | Generic | 10 L |  | L | L | L | 1 | 5 | 100 | 10 |  | TRUE
PAINT-0018 | Finishing | Paint & Coatings | Architectural Paint | Acrylic Primer | Water based acrylic primer for masonry surfaces | Generic | 20 L |  | L | L | L | 1 | 5 | 100 | 10 |  | TRUE
PAINT-0019 | Finishing | Paint & Coatings | Architectural Paint | Wall Putty | Fine acrylic/cement based wall levelling compound | Generic | 20 KG | 20 KG | KG | KG | KG | 1 | 5 | 100 | 10 |  | TRUE
PAINT-0020 | Finishing | Paint & Coatings | Architectural Paint | Wall Putty | Fine acrylic/cement based wall levelling compound | Generic | 40 KG | 20 KG | KG | KG | KG | 1 | 5 | 100 | 10 |  | TRUE
PAINT-0021 | Finishing | Paint & Coatings | Architectural Paint | Cement Primer | Solvent/water based primer for cement plaster | Generic | 0.25 L |  | L | L | L | 1 | 5 | 100 | 10 |  | TRUE
PAINT-0022 | Finishing | Paint & Coatings | Architectural Paint | Cement Primer | Solvent/water based primer for cement plaster | Generic | 0.5 L |  | L | L | L | 1 | 5 | 100 | 10 |  | TRUE
PAINT-0023 | Finishing | Paint & Coatings | Architectural Paint | Cement Primer | Solvent/water based primer for cement plaster | Generic | 1 L |  | L | L | L | 1 | 5 | 100 | 10 |  | TRUE
PAINT-0024 | Finishing | Paint & Coatings | Architectural Paint | Cement Primer | Solvent/water based primer for cement plaster | Generic | 4 L |  | L | L | L | 1 | 5 | 100 | 10 |  | TRUE
PAINT-0025 | Finishing | Paint & Coatings | Architectural Paint | Cement Primer | Solvent/water based primer for cement plaster | Generic | 10 L |  | L | L | L | 1 | 5 | 100 | 10 |  | TRUE
PAINT-0026 | Finishing | Paint & Coatings | Architectural Paint | Cement Primer | Solvent/water based primer for cement plaster | Generic | 20 L |  | L | L | L | 1 | 5 | 100 | 10 |  | TRUE
PAINT-0027 | Finishing | Paint & Coatings | Architectural Paint | Enamel Paint | Synthetic enamel for wood and metal surfaces | Generic | 0.25 L | Gloss | L | L | L | 1 | 5 | 100 | 10 |  | TRUE
PAINT-0028 | Finishing | Paint & Coatings | Architectural Paint | Enamel Paint | Synthetic enamel for wood and metal surfaces | Generic | 0.5 L | Gloss | L | L | L | 1 | 5 | 100 | 10 |  | TRUE
PAINT-0029 | Finishing | Paint & Coatings | Architectural Paint | Enamel Paint | Synthetic enamel for wood and metal surfaces | Generic | 1 L | Gloss | L | L | L | 1 | 5 | 100 | 10 |  | TRUE
PAINT-0030 | Finishing | Paint & Coatings | Architectural Paint | Enamel Paint | Synthetic enamel for wood and metal surfaces | Generic | 4 L | Gloss | L | L | L | 1 | 5 | 100 | 10 |  | TRUE
PAINT-0031 | Finishing | Paint & Coatings | Architectural Paint | Enamel Paint | Synthetic enamel for wood and metal surfaces | Generic | 10 L | Gloss | L | L | L | 1 | 5 | 100 | 10 |  | TRUE
PAINT-0032 | Finishing | Paint & Coatings | Architectural Paint | Enamel Paint | Synthetic enamel for wood and metal surfaces | Generic | 20 L | Gloss | L | L | L | 1 | 5 | 100 | 10 |  | TRUE
PAINT-0100 | Finishing | Paint & Coatings | Special Coatings | Texture Paint | Decorative textured wall coating | Generic | 20 KG |  | KG | KG | KG | 1 | 0 | 0 | 0 |  | TRUE
PAINT-0101 | Finishing | Paint & Coatings | Special Coatings | Roof Waterproof Coating | Elastomeric waterproof roof coating | Generic | 20 L |  | L | L | L | 1 | 0 | 0 | 0 |  | TRUE
PAINT-0102 | Finishing | Paint & Coatings | Industrial Coatings | Epoxy Floor Coating | Two component epoxy floor coating | Generic | 20 L |  | L | L | L | 1 | 0 | 0 | 0 |  | TRUE
PAINT-0103 | Finishing | Paint & Coatings | Wood Finish | Wood Varnish | Protective transparent wood finish | Generic | 1 L |  | L | L | L | 1 | 0 | 0 | 0 |  | TRUE
PAINT-0104 | Finishing | Paint & Coatings | Wood Finish | Wood Stain | Penetrating wood coloring stain | Generic | 1 L |  | L | L | L | 1 | 0 | 0 | 0 |  | TRUE
PAINT-0105 | Finishing | Paint & Coatings | Accessories | Paint Roller | Medium pile paint application roller | Generic | 9 Inch |  | Nos | Nos | Nos | 1 | 0 | 0 | 0 |  | TRUE
PAINT-0106 | Finishing | Paint & Coatings | Accessories | Paint Brush | Synthetic bristle paint brush | Generic | 4 Inch |  | Nos | Nos | Nos | 1 | 0 | 0 | 0 |  | TRUE
PAINT-0107 | Finishing | Paint & Coatings | Accessories | Painter Masking Tape | Paper masking tape for paint work | Generic | 2 Inch |  | Roll | Roll | Roll | 1 | 0 | 0 | 0 |  | TRUE
TILE-0001 | Finishing | Tiles | Ceramic & Porcelain Tiles | Ceramic Tile | Ceramic Tile suitable for residential and commercial finishing | Generic | 300x300 mm | Premium | SQFT | Box | SQFT | 1 | 50 | 1000 | 100 |  | TRUE
TILE-0002 | Finishing | Tiles | Ceramic & Porcelain Tiles | Ceramic Tile | Ceramic Tile suitable for residential and commercial finishing | Generic | 300x600 mm | Premium | SQFT | Box | SQFT | 1 | 50 | 1000 | 100 |  | TRUE
TILE-0003 | Finishing | Tiles | Ceramic & Porcelain Tiles | Ceramic Tile | Ceramic Tile suitable for residential and commercial finishing | Generic | 400x400 mm | Premium | SQFT | Box | SQFT | 1 | 50 | 1000 | 100 |  | TRUE
TILE-0004 | Finishing | Tiles | Ceramic & Porcelain Tiles | Ceramic Tile | Ceramic Tile suitable for residential and commercial finishing | Generic | 600x600 mm | Premium | SQFT | Box | SQFT | 1 | 50 | 1000 | 100 |  | TRUE
TILE-0005 | Finishing | Tiles | Ceramic & Porcelain Tiles | Ceramic Tile | Ceramic Tile suitable for residential and commercial finishing | Generic | 600x1200 mm | Premium | SQFT | Box | SQFT | 1 | 50 | 1000 | 100 |  | TRUE
TILE-0006 | Finishing | Tiles | Ceramic & Porcelain Tiles | Ceramic Tile | Ceramic Tile suitable for residential and commercial finishing | Generic | 800x800 mm | Premium | SQFT | Box | SQFT | 1 | 50 | 1000 | 100 |  | TRUE
TILE-0007 | Finishing | Tiles | Ceramic & Porcelain Tiles | Ceramic Tile | Ceramic Tile suitable for residential and commercial finishing | Generic | 1200x1200 mm | Premium | SQFT | Box | SQFT | 1 | 50 | 1000 | 100 |  | TRUE
TILE-0008 | Finishing | Tiles | Ceramic & Porcelain Tiles | Ceramic Tile | Ceramic Tile suitable for residential and commercial finishing | Generic | 1200x2400 mm | Premium | SQFT | Box | SQFT | 1 | 50 | 1000 | 100 |  | TRUE
TILE-0009 | Finishing | Tiles | Ceramic & Porcelain Tiles | Porcelain Tile | Porcelain Tile suitable for residential and commercial finishing | Generic | 300x300 mm | Premium | SQFT | Box | SQFT | 1 | 50 | 1000 | 100 |  | TRUE
TILE-0010 | Finishing | Tiles | Ceramic & Porcelain Tiles | Porcelain Tile | Porcelain Tile suitable for residential and commercial finishing | Generic | 300x600 mm | Premium | SQFT | Box | SQFT | 1 | 50 | 1000 | 100 |  | TRUE
TILE-0011 | Finishing | Tiles | Ceramic & Porcelain Tiles | Porcelain Tile | Porcelain Tile suitable for residential and commercial finishing | Generic | 400x400 mm | Premium | SQFT | Box | SQFT | 1 | 50 | 1000 | 100 |  | TRUE
TILE-0012 | Finishing | Tiles | Ceramic & Porcelain Tiles | Porcelain Tile | Porcelain Tile suitable for residential and commercial finishing | Generic | 600x600 mm | Premium | SQFT | Box | SQFT | 1 | 50 | 1000 | 100 |  | TRUE
TILE-0013 | Finishing | Tiles | Ceramic & Porcelain Tiles | Porcelain Tile | Porcelain Tile suitable for residential and commercial finishing | Generic | 600x1200 mm | Premium | SQFT | Box | SQFT | 1 | 50 | 1000 | 100 |  | TRUE
TILE-0014 | Finishing | Tiles | Ceramic & Porcelain Tiles | Porcelain Tile | Porcelain Tile suitable for residential and commercial finishing | Generic | 800x800 mm | Premium | SQFT | Box | SQFT | 1 | 50 | 1000 | 100 |  | TRUE
TILE-0015 | Finishing | Tiles | Ceramic & Porcelain Tiles | Porcelain Tile | Porcelain Tile suitable for residential and commercial finishing | Generic | 1200x1200 mm | Premium | SQFT | Box | SQFT | 1 | 50 | 1000 | 100 |  | TRUE
TILE-0016 | Finishing | Tiles | Ceramic & Porcelain Tiles | Porcelain Tile | Porcelain Tile suitable for residential and commercial finishing | Generic | 1200x2400 mm | Premium | SQFT | Box | SQFT | 1 | 50 | 1000 | 100 |  | TRUE
TILE-0017 | Finishing | Tiles | Ceramic & Porcelain Tiles | Vitrified Tile | Vitrified Tile suitable for residential and commercial finishing | Generic | 300x300 mm | Premium | SQFT | Box | SQFT | 1 | 50 | 1000 | 100 |  | TRUE
TILE-0018 | Finishing | Tiles | Ceramic & Porcelain Tiles | Vitrified Tile | Vitrified Tile suitable for residential and commercial finishing | Generic | 300x600 mm | Premium | SQFT | Box | SQFT | 1 | 50 | 1000 | 100 |  | TRUE
TILE-0019 | Finishing | Tiles | Ceramic & Porcelain Tiles | Vitrified Tile | Vitrified Tile suitable for residential and commercial finishing | Generic | 400x400 mm | Premium | SQFT | Box | SQFT | 1 | 50 | 1000 | 100 |  | TRUE
TILE-0020 | Finishing | Tiles | Ceramic & Porcelain Tiles | Vitrified Tile | Vitrified Tile suitable for residential and commercial finishing | Generic | 600x600 mm | Premium | SQFT | Box | SQFT | 1 | 50 | 1000 | 100 |  | TRUE
TILE-0021 | Finishing | Tiles | Ceramic & Porcelain Tiles | Vitrified Tile | Vitrified Tile suitable for residential and commercial finishing | Generic | 600x1200 mm | Premium | SQFT | Box | SQFT | 1 | 50 | 1000 | 100 |  | TRUE
TILE-0022 | Finishing | Tiles | Ceramic & Porcelain Tiles | Vitrified Tile | Vitrified Tile suitable for residential and commercial finishing | Generic | 800x800 mm | Premium | SQFT | Box | SQFT | 1 | 50 | 1000 | 100 |  | TRUE
TILE-0023 | Finishing | Tiles | Ceramic & Porcelain Tiles | Vitrified Tile | Vitrified Tile suitable for residential and commercial finishing | Generic | 1200x1200 mm | Premium | SQFT | Box | SQFT | 1 | 50 | 1000 | 100 |  | TRUE
TILE-0024 | Finishing | Tiles | Ceramic & Porcelain Tiles | Vitrified Tile | Vitrified Tile suitable for residential and commercial finishing | Generic | 1200x2400 mm | Premium | SQFT | Box | SQFT | 1 | 50 | 1000 | 100 |  | TRUE
TILE-0025 | Finishing | Tiles | Ceramic & Porcelain Tiles | Glazed Vitrified Tile | Glazed Vitrified Tile suitable for residential and commercial finishing | Generic | 300x300 mm | Premium | SQFT | Box | SQFT | 1 | 50 | 1000 | 100 |  | TRUE
TILE-0026 | Finishing | Tiles | Ceramic & Porcelain Tiles | Glazed Vitrified Tile | Glazed Vitrified Tile suitable for residential and commercial finishing | Generic | 300x600 mm | Premium | SQFT | Box | SQFT | 1 | 50 | 1000 | 100 |  | TRUE
TILE-0027 | Finishing | Tiles | Ceramic & Porcelain Tiles | Glazed Vitrified Tile | Glazed Vitrified Tile suitable for residential and commercial finishing | Generic | 400x400 mm | Premium | SQFT | Box | SQFT | 1 | 50 | 1000 | 100 |  | TRUE
TILE-0028 | Finishing | Tiles | Ceramic & Porcelain Tiles | Glazed Vitrified Tile | Glazed Vitrified Tile suitable for residential and commercial finishing | Generic | 600x600 mm | Premium | SQFT | Box | SQFT | 1 | 50 | 1000 | 100 |  | TRUE
TILE-0029 | Finishing | Tiles | Ceramic & Porcelain Tiles | Glazed Vitrified Tile | Glazed Vitrified Tile suitable for residential and commercial finishing | Generic | 600x1200 mm | Premium | SQFT | Box | SQFT | 1 | 50 | 1000 | 100 |  | TRUE
TILE-0030 | Finishing | Tiles | Ceramic & Porcelain Tiles | Glazed Vitrified Tile | Glazed Vitrified Tile suitable for residential and commercial finishing | Generic | 800x800 mm | Premium | SQFT | Box | SQFT | 1 | 50 | 1000 | 100 |  | TRUE
TILE-0031 | Finishing | Tiles | Ceramic & Porcelain Tiles | Glazed Vitrified Tile | Glazed Vitrified Tile suitable for residential and commercial finishing | Generic | 1200x1200 mm | Premium | SQFT | Box | SQFT | 1 | 50 | 1000 | 100 |  | TRUE
TILE-0032 | Finishing | Tiles | Ceramic & Porcelain Tiles | Glazed Vitrified Tile | Glazed Vitrified Tile suitable for residential and commercial finishing | Generic | 1200x2400 mm | Premium | SQFT | Box | SQFT | 1 | 50 | 1000 | 100 |  | TRUE
TILE-0033 | Finishing | Tiles | Ceramic & Porcelain Tiles | Matt Tile | Matt Tile suitable for residential and commercial finishing | Generic | 300x300 mm | Premium | SQFT | Box | SQFT | 1 | 50 | 1000 | 100 |  | TRUE
TILE-0034 | Finishing | Tiles | Ceramic & Porcelain Tiles | Matt Tile | Matt Tile suitable for residential and commercial finishing | Generic | 300x600 mm | Premium | SQFT | Box | SQFT | 1 | 50 | 1000 | 100 |  | TRUE
TILE-0035 | Finishing | Tiles | Ceramic & Porcelain Tiles | Matt Tile | Matt Tile suitable for residential and commercial finishing | Generic | 400x400 mm | Premium | SQFT | Box | SQFT | 1 | 50 | 1000 | 100 |  | TRUE
TILE-0036 | Finishing | Tiles | Ceramic & Porcelain Tiles | Matt Tile | Matt Tile suitable for residential and commercial finishing | Generic | 600x600 mm | Premium | SQFT | Box | SQFT | 1 | 50 | 1000 | 100 |  | TRUE
TILE-0037 | Finishing | Tiles | Ceramic & Porcelain Tiles | Matt Tile | Matt Tile suitable for residential and commercial finishing | Generic | 600x1200 mm | Premium | SQFT | Box | SQFT | 1 | 50 | 1000 | 100 |  | TRUE
TILE-0038 | Finishing | Tiles | Ceramic & Porcelain Tiles | Matt Tile | Matt Tile suitable for residential and commercial finishing | Generic | 800x800 mm | Premium | SQFT | Box | SQFT | 1 | 50 | 1000 | 100 |  | TRUE
TILE-0039 | Finishing | Tiles | Ceramic & Porcelain Tiles | Matt Tile | Matt Tile suitable for residential and commercial finishing | Generic | 1200x1200 mm | Premium | SQFT | Box | SQFT | 1 | 50 | 1000 | 100 |  | TRUE
TILE-0040 | Finishing | Tiles | Ceramic & Porcelain Tiles | Matt Tile | Matt Tile suitable for residential and commercial finishing | Generic | 1200x2400 mm | Premium | SQFT | Box | SQFT | 1 | 50 | 1000 | 100 |  | TRUE
TILE-0041 | Finishing | Tiles | Ceramic & Porcelain Tiles | Gloss Tile | Gloss Tile suitable for residential and commercial finishing | Generic | 300x300 mm | Premium | SQFT | Box | SQFT | 1 | 50 | 1000 | 100 |  | TRUE
TILE-0042 | Finishing | Tiles | Ceramic & Porcelain Tiles | Gloss Tile | Gloss Tile suitable for residential and commercial finishing | Generic | 300x600 mm | Premium | SQFT | Box | SQFT | 1 | 50 | 1000 | 100 |  | TRUE
TILE-0043 | Finishing | Tiles | Ceramic & Porcelain Tiles | Gloss Tile | Gloss Tile suitable for residential and commercial finishing | Generic | 400x400 mm | Premium | SQFT | Box | SQFT | 1 | 50 | 1000 | 100 |  | TRUE
TILE-0044 | Finishing | Tiles | Ceramic & Porcelain Tiles | Gloss Tile | Gloss Tile suitable for residential and commercial finishing | Generic | 600x600 mm | Premium | SQFT | Box | SQFT | 1 | 50 | 1000 | 100 |  | TRUE
TILE-0045 | Finishing | Tiles | Ceramic & Porcelain Tiles | Gloss Tile | Gloss Tile suitable for residential and commercial finishing | Generic | 600x1200 mm | Premium | SQFT | Box | SQFT | 1 | 50 | 1000 | 100 |  | TRUE
TILE-0046 | Finishing | Tiles | Ceramic & Porcelain Tiles | Gloss Tile | Gloss Tile suitable for residential and commercial finishing | Generic | 800x800 mm | Premium | SQFT | Box | SQFT | 1 | 50 | 1000 | 100 |  | TRUE
TILE-0047 | Finishing | Tiles | Ceramic & Porcelain Tiles | Gloss Tile | Gloss Tile suitable for residential and commercial finishing | Generic | 1200x1200 mm | Premium | SQFT | Box | SQFT | 1 | 50 | 1000 | 100 |  | TRUE
TILE-0048 | Finishing | Tiles | Ceramic & Porcelain Tiles | Gloss Tile | Gloss Tile suitable for residential and commercial finishing | Generic | 1200x2400 mm | Premium | SQFT | Box | SQFT | 1 | 50 | 1000 | 100 |  | TRUE
TILE-0049 | Finishing | Tiles | Ceramic & Porcelain Tiles | Anti-Skid Tile | Anti-Skid Tile suitable for residential and commercial finishing | Generic | 300x300 mm | Premium | SQFT | Box | SQFT | 1 | 50 | 1000 | 100 |  | TRUE
TILE-0050 | Finishing | Tiles | Ceramic & Porcelain Tiles | Anti-Skid Tile | Anti-Skid Tile suitable for residential and commercial finishing | Generic | 300x600 mm | Premium | SQFT | Box | SQFT | 1 | 50 | 1000 | 100 |  | TRUE
TILE-0051 | Finishing | Tiles | Ceramic & Porcelain Tiles | Anti-Skid Tile | Anti-Skid Tile suitable for residential and commercial finishing | Generic | 400x400 mm | Premium | SQFT | Box | SQFT | 1 | 50 | 1000 | 100 |  | TRUE
TILE-0052 | Finishing | Tiles | Ceramic & Porcelain Tiles | Anti-Skid Tile | Anti-Skid Tile suitable for residential and commercial finishing | Generic | 600x600 mm | Premium | SQFT | Box | SQFT | 1 | 50 | 1000 | 100 |  | TRUE
TILE-0053 | Finishing | Tiles | Ceramic & Porcelain Tiles | Anti-Skid Tile | Anti-Skid Tile suitable for residential and commercial finishing | Generic | 600x1200 mm | Premium | SQFT | Box | SQFT | 1 | 50 | 1000 | 100 |  | TRUE
TILE-0054 | Finishing | Tiles | Ceramic & Porcelain Tiles | Anti-Skid Tile | Anti-Skid Tile suitable for residential and commercial finishing | Generic | 800x800 mm | Premium | SQFT | Box | SQFT | 1 | 50 | 1000 | 100 |  | TRUE
TILE-0055 | Finishing | Tiles | Ceramic & Porcelain Tiles | Anti-Skid Tile | Anti-Skid Tile suitable for residential and commercial finishing | Generic | 1200x1200 mm | Premium | SQFT | Box | SQFT | 1 | 50 | 1000 | 100 |  | TRUE
TILE-0056 | Finishing | Tiles | Ceramic & Porcelain Tiles | Anti-Skid Tile | Anti-Skid Tile suitable for residential and commercial finishing | Generic | 1200x2400 mm | Premium | SQFT | Box | SQFT | 1 | 50 | 1000 | 100 |  | TRUE
TILE-0200 | Finishing | Tiles | Specialty Tiles | Mosaic Tile | Decorative mosaic tile sheet | Generic | 300x300 mm | Premium | SQFT | SQFT | SQFT | 1 | 0 | 0 | 0 |  | TRUE
TILE-0201 | Finishing | Tiles | Specialty Tiles | Subway Tile | Rectangular glazed wall tile | Generic | 75x150 mm | Premium | SQFT | SQFT | SQFT | 1 | 0 | 0 | 0 |  | TRUE
TILE-0202 | Finishing | Tiles | Specialty Tiles | Wood Look Tile | Wood grain porcelain floor tile | Generic | 200x1200 mm | Premium | SQFT | SQFT | SQFT | 1 | 0 | 0 | 0 |  | TRUE
TILE-0203 | Finishing | Tiles | Accessories | Tile Adhesive | Polymer modified cementitious tile adhesive | Generic | 20 KG | Standard | KG | KG | KG | 1 | 0 | 0 | 0 |  | TRUE
TILE-0204 | Finishing | Tiles | Accessories | Tile Grout | Cement/polymer based tile joint grout | Generic | 1 KG | Standard | KG | KG | KG | 1 | 0 | 0 | 0 |  | TRUE
TILE-0205 | Finishing | Tiles | Accessories | Tile Spacer | Plastic spacer for uniform tile joints | Generic | 2 mm | Standard | Bag | Bag | Bag | 1 | 0 | 0 | 0 |  | TRUE
TILE-0206 | Finishing | Tiles | Accessories | Tile Leveling Clip | Clip for tile leveling system | Generic | 2 mm | Standard | Bag | Bag | Bag | 1 | 0 | 0 | 0 |  | TRUE
STONE-0001 | Finishing | Natural & Engineered Stone | Marble / Granite / Stone | Marble Slab | Natural marble slab, polished | Generic | 20 mm | Premium | SQFT | SQFT | SQFT | 1 | 50 | 1000 | 100 |  | TRUE
STONE-0002 | Finishing | Natural & Engineered Stone | Marble / Granite / Stone | Marble Tile | Natural marble tile, polished | Generic | 600x600 mm | Premium | SQFT | SQFT | SQFT | 1 | 50 | 1000 | 100 |  | TRUE
STONE-0003 | Finishing | Natural & Engineered Stone | Marble / Granite / Stone | Granite Slab | Natural granite slab, polished | Generic | 20 mm | Premium | SQFT | SQFT | SQFT | 1 | 50 | 1000 | 100 |  | TRUE
STONE-0004 | Finishing | Natural & Engineered Stone | Marble / Granite / Stone | Granite Tile | Natural granite tile, polished | Generic | 600x600 mm | Premium | SQFT | SQFT | SQFT | 1 | 50 | 1000 | 100 |  | TRUE
STONE-0005 | Finishing | Natural & Engineered Stone | Marble / Granite / Stone | Travertine Tile | Natural travertine stone tile | Generic | 600x600 mm | Premium | SQFT | SQFT | SQFT | 1 | 50 | 1000 | 100 |  | TRUE
STONE-0006 | Finishing | Natural & Engineered Stone | Marble / Granite / Stone | Limestone Tile | Natural limestone tile | Generic | 600x600 mm | Premium | SQFT | SQFT | SQFT | 1 | 50 | 1000 | 100 |  | TRUE
STONE-0007 | Finishing | Natural & Engineered Stone | Marble / Granite / Stone | Sandstone Tile | Natural sandstone tile | Generic | 600x600 mm | Premium | SQFT | SQFT | SQFT | 1 | 50 | 1000 | 100 |  | TRUE
STONE-0008 | Finishing | Natural & Engineered Stone | Marble / Granite / Stone | Quartz Stone Slab | Engineered quartz stone slab | Generic | 20 mm | Premium | SQFT | SQFT | SQFT | 1 | 50 | 1000 | 100 |  | TRUE
STONE-0009 | Finishing | Natural & Engineered Stone | Marble / Granite / Stone | Engineered Stone Slab | Engineered decorative stone slab | Generic | 20 mm | Premium | SQFT | SQFT | SQFT | 1 | 50 | 1000 | 100 |  | TRUE
STEEL-0001 | Steel & Fabrication | Structural Steel | Steel Sections | MS Angle | Mild steel equal angle section | Generic | 25x25x3 mm | Standard | KG | KG | KG | 1 | 100 | 5000 | 500 |  | TRUE
STEEL-0002 | Steel & Fabrication | Structural Steel | Steel Sections | MS Angle | Mild steel equal angle section | Generic | 40x40x5 mm | Standard | KG | KG | KG | 1 | 100 | 5000 | 500 |  | TRUE
STEEL-0003 | Steel & Fabrication | Structural Steel | Steel Sections | MS Angle | Mild steel equal angle section | Generic | 50x50x6 mm | Standard | KG | KG | KG | 1 | 100 | 5000 | 500 |  | TRUE
STEEL-0004 | Steel & Fabrication | Structural Steel | Steel Sections | MS Angle | Mild steel equal angle section | Generic | 75x75x6 mm | Standard | KG | KG | KG | 1 | 100 | 5000 | 500 |  | TRUE
STEEL-0005 | Steel & Fabrication | Structural Steel | Steel Sections | MS Angle | Mild steel equal angle section | Generic | 100x100x10 mm | Standard | KG | KG | KG | 1 | 100 | 5000 | 500 |  | TRUE
STEEL-0006 | Steel & Fabrication | Structural Steel | Steel Sections | MS Channel | Mild steel channel section | Generic | 75 mm | Standard | KG | KG | KG | 1 | 100 | 5000 | 500 |  | TRUE
STEEL-0007 | Steel & Fabrication | Structural Steel | Steel Sections | MS Channel | Mild steel channel section | Generic | 100 mm | Standard | KG | KG | KG | 1 | 100 | 5000 | 500 |  | TRUE
STEEL-0008 | Steel & Fabrication | Structural Steel | Steel Sections | MS Channel | Mild steel channel section | Generic | 125 mm | Standard | KG | KG | KG | 1 | 100 | 5000 | 500 |  | TRUE
STEEL-0009 | Steel & Fabrication | Structural Steel | Steel Sections | MS Channel | Mild steel channel section | Generic | 150 mm | Standard | KG | KG | KG | 1 | 100 | 5000 | 500 |  | TRUE
STEEL-0010 | Steel & Fabrication | Structural Steel | Steel Sections | MS Channel | Mild steel channel section | Generic | 200 mm | Standard | KG | KG | KG | 1 | 100 | 5000 | 500 |  | TRUE
STEEL-0011 | Steel & Fabrication | Structural Steel | Steel Sections | MS I Beam | Structural mild steel I section | Generic | 100 mm | Standard | KG | KG | KG | 1 | 100 | 5000 | 500 |  | TRUE
STEEL-0012 | Steel & Fabrication | Structural Steel | Steel Sections | MS I Beam | Structural mild steel I section | Generic | 150 mm | Standard | KG | KG | KG | 1 | 100 | 5000 | 500 |  | TRUE
STEEL-0013 | Steel & Fabrication | Structural Steel | Steel Sections | MS I Beam | Structural mild steel I section | Generic | 200 mm | Standard | KG | KG | KG | 1 | 100 | 5000 | 500 |  | TRUE
STEEL-0014 | Steel & Fabrication | Structural Steel | Steel Sections | MS I Beam | Structural mild steel I section | Generic | 250 mm | Standard | KG | KG | KG | 1 | 100 | 5000 | 500 |  | TRUE
STEEL-0015 | Steel & Fabrication | Structural Steel | Steel Sections | MS I Beam | Structural mild steel I section | Generic | 300 mm | Standard | KG | KG | KG | 1 | 100 | 5000 | 500 |  | TRUE
STEEL-0016 | Steel & Fabrication | Structural Steel | Steel Sections | MS H Beam | Structural mild steel H section | Generic | 100x100 mm | Standard | KG | KG | KG | 1 | 100 | 5000 | 500 |  | TRUE
STEEL-0017 | Steel & Fabrication | Structural Steel | Steel Sections | MS H Beam | Structural mild steel H section | Generic | 150x150 mm | Standard | KG | KG | KG | 1 | 100 | 5000 | 500 |  | TRUE
STEEL-0018 | Steel & Fabrication | Structural Steel | Steel Sections | MS H Beam | Structural mild steel H section | Generic | 200x200 mm | Standard | KG | KG | KG | 1 | 100 | 5000 | 500 |  | TRUE
STEEL-0019 | Steel & Fabrication | Structural Steel | Steel Sections | MS H Beam | Structural mild steel H section | Generic | 250x250 mm | Standard | KG | KG | KG | 1 | 100 | 5000 | 500 |  | TRUE
STEEL-0020 | Steel & Fabrication | Structural Steel | Steel Sections | MS Flat Bar | Mild steel flat bar | Generic | 25x3 mm | Standard | KG | KG | KG | 1 | 100 | 5000 | 500 |  | TRUE
STEEL-0021 | Steel & Fabrication | Structural Steel | Steel Sections | MS Flat Bar | Mild steel flat bar | Generic | 40x5 mm | Standard | KG | KG | KG | 1 | 100 | 5000 | 500 |  | TRUE
STEEL-0022 | Steel & Fabrication | Structural Steel | Steel Sections | MS Flat Bar | Mild steel flat bar | Generic | 50x6 mm | Standard | KG | KG | KG | 1 | 100 | 5000 | 500 |  | TRUE
STEEL-0023 | Steel & Fabrication | Structural Steel | Steel Sections | MS Flat Bar | Mild steel flat bar | Generic | 75x8 mm | Standard | KG | KG | KG | 1 | 100 | 5000 | 500 |  | TRUE
STEEL-0024 | Steel & Fabrication | Structural Steel | Steel Sections | MS Flat Bar | Mild steel flat bar | Generic | 100x10 mm | Standard | KG | KG | KG | 1 | 100 | 5000 | 500 |  | TRUE
STEEL-0025 | Steel & Fabrication | Structural Steel | Steel Sections | MS Square Bar | Mild steel solid square bar | Generic | 10 mm | Standard | KG | KG | KG | 1 | 100 | 5000 | 500 |  | TRUE
STEEL-0026 | Steel & Fabrication | Structural Steel | Steel Sections | MS Square Bar | Mild steel solid square bar | Generic | 12 mm | Standard | KG | KG | KG | 1 | 100 | 5000 | 500 |  | TRUE
STEEL-0027 | Steel & Fabrication | Structural Steel | Steel Sections | MS Square Bar | Mild steel solid square bar | Generic | 16 mm | Standard | KG | KG | KG | 1 | 100 | 5000 | 500 |  | TRUE
STEEL-0028 | Steel & Fabrication | Structural Steel | Steel Sections | MS Square Bar | Mild steel solid square bar | Generic | 20 mm | Standard | KG | KG | KG | 1 | 100 | 5000 | 500 |  | TRUE
STEEL-0029 | Steel & Fabrication | Structural Steel | Steel Sections | MS Square Bar | Mild steel solid square bar | Generic | 25 mm | Standard | KG | KG | KG | 1 | 100 | 5000 | 500 |  | TRUE
STEEL-0030 | Steel & Fabrication | Structural Steel | Steel Sections | MS Round Bar | Mild steel solid round bar | Generic | 6 mm | Standard | KG | KG | KG | 1 | 100 | 5000 | 500 |  | TRUE
STEEL-0031 | Steel & Fabrication | Structural Steel | Steel Sections | MS Round Bar | Mild steel solid round bar | Generic | 8 mm | Standard | KG | KG | KG | 1 | 100 | 5000 | 500 |  | TRUE
STEEL-0032 | Steel & Fabrication | Structural Steel | Steel Sections | MS Round Bar | Mild steel solid round bar | Generic | 10 mm | Standard | KG | KG | KG | 1 | 100 | 5000 | 500 |  | TRUE
STEEL-0033 | Steel & Fabrication | Structural Steel | Steel Sections | MS Round Bar | Mild steel solid round bar | Generic | 12 mm | Standard | KG | KG | KG | 1 | 100 | 5000 | 500 |  | TRUE
STEEL-0034 | Steel & Fabrication | Structural Steel | Steel Sections | MS Round Bar | Mild steel solid round bar | Generic | 16 mm | Standard | KG | KG | KG | 1 | 100 | 5000 | 500 |  | TRUE
STEEL-0035 | Steel & Fabrication | Structural Steel | Steel Sections | MS Round Bar | Mild steel solid round bar | Generic | 20 mm | Standard | KG | KG | KG | 1 | 100 | 5000 | 500 |  | TRUE
STEEL-0036 | Steel & Fabrication | Structural Steel | Steel Sections | MS Square Hollow Section | Structural hollow square section | Generic | 25x25x1.6 mm | Standard | KG | KG | KG | 1 | 100 | 5000 | 500 |  | TRUE
STEEL-0037 | Steel & Fabrication | Structural Steel | Steel Sections | MS Square Hollow Section | Structural hollow square section | Generic | 40x40x2 mm | Standard | KG | KG | KG | 1 | 100 | 5000 | 500 |  | TRUE
STEEL-0038 | Steel & Fabrication | Structural Steel | Steel Sections | MS Square Hollow Section | Structural hollow square section | Generic | 50x50x2 mm | Standard | KG | KG | KG | 1 | 100 | 5000 | 500 |  | TRUE
STEEL-0039 | Steel & Fabrication | Structural Steel | Steel Sections | MS Square Hollow Section | Structural hollow square section | Generic | 75x75x3 mm | Standard | KG | KG | KG | 1 | 100 | 5000 | 500 |  | TRUE
STEEL-0040 | Steel & Fabrication | Structural Steel | Steel Sections | MS Square Hollow Section | Structural hollow square section | Generic | 100x100x4 mm | Standard | KG | KG | KG | 1 | 100 | 5000 | 500 |  | TRUE
STEEL-0041 | Steel & Fabrication | Structural Steel | Steel Sections | MS Rectangular Hollow Section | Structural rectangular hollow section | Generic | 50x25x2 mm | Standard | KG | KG | KG | 1 | 100 | 5000 | 500 |  | TRUE
STEEL-0042 | Steel & Fabrication | Structural Steel | Steel Sections | MS Rectangular Hollow Section | Structural rectangular hollow section | Generic | 75x50x2 mm | Standard | KG | KG | KG | 1 | 100 | 5000 | 500 |  | TRUE
STEEL-0043 | Steel & Fabrication | Structural Steel | Steel Sections | MS Rectangular Hollow Section | Structural rectangular hollow section | Generic | 100x50x3 mm | Standard | KG | KG | KG | 1 | 100 | 5000 | 500 |  | TRUE
STEEL-0044 | Steel & Fabrication | Structural Steel | Steel Sections | MS Rectangular Hollow Section | Structural rectangular hollow section | Generic | 100x50x4 mm | Standard | KG | KG | KG | 1 | 100 | 5000 | 500 |  | TRUE
STEEL-0045 | Steel & Fabrication | Structural Steel | Steel Sections | MS Round Pipe | Mild steel circular hollow section | Generic | 1/2 Inch | Standard | KG | KG | KG | 1 | 100 | 5000 | 500 |  | TRUE
STEEL-0046 | Steel & Fabrication | Structural Steel | Steel Sections | MS Round Pipe | Mild steel circular hollow section | Generic | 1 Inch | Standard | KG | KG | KG | 1 | 100 | 5000 | 500 |  | TRUE
STEEL-0047 | Steel & Fabrication | Structural Steel | Steel Sections | MS Round Pipe | Mild steel circular hollow section | Generic | 1.5 Inch | Standard | KG | KG | KG | 1 | 100 | 5000 | 500 |  | TRUE
STEEL-0048 | Steel & Fabrication | Structural Steel | Steel Sections | MS Round Pipe | Mild steel circular hollow section | Generic | 2 Inch | Standard | KG | KG | KG | 1 | 100 | 5000 | 500 |  | TRUE
STEEL-0049 | Steel & Fabrication | Structural Steel | Steel Sections | MS Round Pipe | Mild steel circular hollow section | Generic | 3 Inch | Standard | KG | KG | KG | 1 | 100 | 5000 | 500 |  | TRUE
STEEL-0050 | Steel & Fabrication | Structural Steel | Steel Sections | MS Round Pipe | Mild steel circular hollow section | Generic | 4 Inch | Standard | KG | KG | KG | 1 | 100 | 5000 | 500 |  | TRUE
STEEL-0051 | Steel & Fabrication | Steel Plates & Sheets | Steel Sheets | MS Steel Sheet | Mild steel plain sheet | Generic | 1 mm | Standard | KG | Sheet | KG | 1 | 100 | 5000 | 500 |  | TRUE
STEEL-0052 | Steel & Fabrication | Steel Plates & Sheets | Steel Sheets | MS Steel Sheet | Mild steel plain sheet | Generic | 1.2 mm | Standard | KG | Sheet | KG | 1 | 100 | 5000 | 500 |  | TRUE
STEEL-0053 | Steel & Fabrication | Steel Plates & Sheets | Steel Sheets | MS Steel Sheet | Mild steel plain sheet | Generic | 1.5 mm | Standard | KG | Sheet | KG | 1 | 100 | 5000 | 500 |  | TRUE
STEEL-0054 | Steel & Fabrication | Steel Plates & Sheets | Steel Sheets | MS Steel Sheet | Mild steel plain sheet | Generic | 2 mm | Standard | KG | Sheet | KG | 1 | 100 | 5000 | 500 |  | TRUE
STEEL-0055 | Steel & Fabrication | Steel Plates & Sheets | Steel Sheets | MS Steel Sheet | Mild steel plain sheet | Generic | 3 mm | Standard | KG | Sheet | KG | 1 | 100 | 5000 | 500 |  | TRUE
STEEL-0056 | Steel & Fabrication | Steel Plates & Sheets | Steel Sheets | MS Steel Sheet | Mild steel plain sheet | Generic | 5 mm | Standard | KG | Sheet | KG | 1 | 100 | 5000 | 500 |  | TRUE
STEEL-0057 | Steel & Fabrication | Steel Plates & Sheets | Steel Sheets | GI Sheet | Galvanized iron sheet | Generic | 0.4 mm | Standard | KG | Sheet | KG | 1 | 100 | 5000 | 500 |  | TRUE
STEEL-0058 | Steel & Fabrication | Steel Plates & Sheets | Steel Sheets | GI Sheet | Galvanized iron sheet | Generic | 0.5 mm | Standard | KG | Sheet | KG | 1 | 100 | 5000 | 500 |  | TRUE
STEEL-0059 | Steel & Fabrication | Steel Plates & Sheets | Steel Sheets | GI Sheet | Galvanized iron sheet | Generic | 0.6 mm | Standard | KG | Sheet | KG | 1 | 100 | 5000 | 500 |  | TRUE
STEEL-0060 | Steel & Fabrication | Steel Plates & Sheets | Steel Sheets | GI Sheet | Galvanized iron sheet | Generic | 0.8 mm | Standard | KG | Sheet | KG | 1 | 100 | 5000 | 500 |  | TRUE
STEEL-0061 | Steel & Fabrication | Steel Plates & Sheets | Steel Sheets | GI Sheet | Galvanized iron sheet | Generic | 1 mm | Standard | KG | Sheet | KG | 1 | 100 | 5000 | 500 |  | TRUE
STEEL-0062 | Steel & Fabrication | Steel Plates & Sheets | Steel Sheets | Chequered Plate | Anti-slip chequered steel plate | Generic | 3 mm | Standard | KG | Sheet | KG | 1 | 100 | 5000 | 500 |  | TRUE
STEEL-0063 | Steel & Fabrication | Steel Plates & Sheets | Steel Sheets | Chequered Plate | Anti-slip chequered steel plate | Generic | 5 mm | Standard | KG | Sheet | KG | 1 | 100 | 5000 | 500 |  | TRUE
STEEL-0064 | Steel & Fabrication | Steel Plates & Sheets | Steel Sheets | Chequered Plate | Anti-slip chequered steel plate | Generic | 6 mm | Standard | KG | Sheet | KG | 1 | 100 | 5000 | 500 |  | TRUE
DOOR-0001 | Doors & Windows | Doors, Windows & Glass | Doors / Windows / Hardware | Flush Door | Solid/hollow core flush door shutter | Generic | 900x2100x35 mm | Standard | Nos | Nos | Nos | 1 | 5 | 200 | 10 |  | TRUE
DOOR-0002 | Doors & Windows | Doors, Windows & Glass | Doors / Windows / Hardware | Solid Wood Door | Natural solid timber door shutter | Generic | 900x2100x40 mm | Standard | Nos | Nos | Nos | 1 | 5 | 200 | 10 |  | TRUE
DOOR-0003 | Doors & Windows | Doors, Windows & Glass | Doors / Windows / Hardware | Panel Door | Engineered panel door shutter | Generic | 900x2100x40 mm | Standard | Nos | Nos | Nos | 1 | 5 | 200 | 10 |  | TRUE
DOOR-0004 | Doors & Windows | Doors, Windows & Glass | Doors / Windows / Hardware | Steel Door | Powder coated steel door set | Generic | 900x2100 mm | Standard | Set | Set | Set | 1 | 5 | 200 | 10 |  | TRUE
DOOR-0005 | Doors & Windows | Doors, Windows & Glass | Doors / Windows / Hardware | Fire Rated Door | Fire rated door assembly | Generic | 900x2100 mm | Standard | Set | Set | Set | 1 | 5 | 200 | 10 |  | TRUE
DOOR-0006 | Doors & Windows | Doors, Windows & Glass | Doors / Windows / Hardware | Aluminium Sliding Window | Aluminium framed sliding window | Generic | 1200x1200 mm | Standard | SQFT | SQFT | SQFT | 1 | 5 | 200 | 10 |  | TRUE
DOOR-0007 | Doors & Windows | Doors, Windows & Glass | Doors / Windows / Hardware | Aluminium Casement Window | Aluminium framed casement window | Generic | 1200x1200 mm | Standard | SQFT | SQFT | SQFT | 1 | 5 | 200 | 10 |  | TRUE
DOOR-0008 | Doors & Windows | Doors, Windows & Glass | Doors / Windows / Hardware | UPVC Sliding Window | UPVC framed sliding window | Generic | 1200x1200 mm | Standard | SQFT | SQFT | SQFT | 1 | 5 | 200 | 10 |  | TRUE
DOOR-0009 | Doors & Windows | Doors, Windows & Glass | Doors / Windows / Hardware | UPVC Casement Window | UPVC framed casement window | Generic | 1200x1200 mm | Standard | SQFT | SQFT | SQFT | 1 | 5 | 200 | 10 |  | TRUE
DOOR-0010 | Doors & Windows | Doors, Windows & Glass | Doors / Windows / Hardware | Tempered Glass | Safety tempered glass panel | Generic | 12 mm | Standard | SQFT | SQFT | SQFT | 1 | 5 | 200 | 10 |  | TRUE
DOOR-0011 | Doors & Windows | Doors, Windows & Glass | Doors / Windows / Hardware | Clear Float Glass | Clear float glass | Generic | 5 mm | Standard | SQFT | SQFT | SQFT | 1 | 5 | 200 | 10 |  | TRUE
DOOR-0012 | Doors & Windows | Doors, Windows & Glass | Doors / Windows / Hardware | Door Lock | Mortise door lock set | Generic | Standard | Standard | Set | Set | Set | 1 | 5 | 200 | 10 |  | TRUE
DOOR-0013 | Doors & Windows | Doors, Windows & Glass | Doors / Windows / Hardware | Door Handle | Stainless steel lever handle | Generic | 150 mm | Standard | Pair | Pair | Pair | 1 | 5 | 200 | 10 |  | TRUE
DOOR-0014 | Doors & Windows | Doors, Windows & Glass | Doors / Windows / Hardware | Door Hinge | Stainless steel butt hinge | Generic | 4 Inch | Standard | Pair | Pair | Pair | 1 | 5 | 200 | 10 |  | TRUE
DOOR-0015 | Doors & Windows | Doors, Windows & Glass | Doors / Windows / Hardware | Door Closer | Hydraulic overhead door closer | Generic | Medium Duty | Standard | Nos | Nos | Nos | 1 | 5 | 200 | 10 |  | TRUE
HVAC-0001 | HVAC | Heating, Ventilation & Air Conditioning | HVAC Equipment & Materials | Split Air Conditioner | Wall mounted inverter split air conditioner | Generic | 1 Ton | Standard | Nos | Nos | Nos | 1 | 5 | 100 | 10 |  | TRUE
HVAC-0002 | HVAC | Heating, Ventilation & Air Conditioning | HVAC Equipment & Materials | Split Air Conditioner | Wall mounted inverter split air conditioner | Generic | 1.5 Ton | Standard | Nos | Nos | Nos | 1 | 5 | 100 | 10 |  | TRUE
HVAC-0003 | HVAC | Heating, Ventilation & Air Conditioning | HVAC Equipment & Materials | Split Air Conditioner | Wall mounted inverter split air conditioner | Generic | 2 Ton | Standard | Nos | Nos | Nos | 1 | 5 | 100 | 10 |  | TRUE
HVAC-0004 | HVAC | Heating, Ventilation & Air Conditioning | HVAC Equipment & Materials | Cassette Air Conditioner | Ceiling cassette air conditioning unit | Generic | 2 Ton | Standard | Nos | Nos | Nos | 1 | 5 | 100 | 10 |  | TRUE
HVAC-0005 | HVAC | Heating, Ventilation & Air Conditioning | HVAC Equipment & Materials | Ducted Split AC | Ducted split air conditioning system | Generic | 3 Ton | Standard | Nos | Nos | Nos | 1 | 5 | 100 | 10 |  | TRUE
HVAC-0006 | HVAC | Heating, Ventilation & Air Conditioning | HVAC Equipment & Materials | Air Handling Unit | Commercial air handling unit | Generic | 2000 CFM | Standard | Nos | Nos | Nos | 1 | 5 | 100 | 10 |  | TRUE
HVAC-0007 | HVAC | Heating, Ventilation & Air Conditioning | HVAC Equipment & Materials | Exhaust Fan | Wall/ceiling mounted exhaust fan | Generic | 8 Inch | Standard | Nos | Nos | Nos | 1 | 5 | 100 | 10 |  | TRUE
HVAC-0008 | HVAC | Heating, Ventilation & Air Conditioning | HVAC Equipment & Materials | Exhaust Fan | Wall/ceiling mounted exhaust fan | Generic | 12 Inch | Standard | Nos | Nos | Nos | 1 | 5 | 100 | 10 |  | TRUE
HVAC-0009 | HVAC | Heating, Ventilation & Air Conditioning | HVAC Equipment & Materials | Ventilation Fan | Industrial ventilation fan | Generic | 18 Inch | Standard | Nos | Nos | Nos | 1 | 5 | 100 | 10 |  | TRUE
HVAC-0010 | HVAC | Heating, Ventilation & Air Conditioning | HVAC Equipment & Materials | Flexible Air Duct | Insulated flexible HVAC duct | Generic | 6 Inch | Standard | M | M | M | 1 | 5 | 100 | 10 |  | TRUE
HVAC-0011 | HVAC | Heating, Ventilation & Air Conditioning | HVAC Equipment & Materials | Flexible Air Duct | Insulated flexible HVAC duct | Generic | 8 Inch | Standard | M | M | M | 1 | 5 | 100 | 10 |  | TRUE
HVAC-0012 | HVAC | Heating, Ventilation & Air Conditioning | HVAC Equipment & Materials | Flexible Air Duct | Insulated flexible HVAC duct | Generic | 10 Inch | Standard | M | M | M | 1 | 5 | 100 | 10 |  | TRUE
HVAC-0013 | HVAC | Heating, Ventilation & Air Conditioning | HVAC Equipment & Materials | GI Air Duct | Fabricated galvanized steel HVAC duct | Generic | 24 Gauge | Standard | SQFT | SQFT | SQFT | 1 | 5 | 100 | 10 |  | TRUE
HVAC-0014 | HVAC | Heating, Ventilation & Air Conditioning | HVAC Equipment & Materials | Duct Insulation | Thermal insulation for HVAC duct | Generic | 25 mm | Standard | SQFT | SQFT | SQFT | 1 | 5 | 100 | 10 |  | TRUE
HVAC-0015 | HVAC | Heating, Ventilation & Air Conditioning | HVAC Equipment & Materials | Copper AC Pipe | Refrigeration grade copper tubing | Generic | 1/4 Inch | Standard | M | M | M | 1 | 5 | 100 | 10 |  | TRUE
HVAC-0016 | HVAC | Heating, Ventilation & Air Conditioning | HVAC Equipment & Materials | Copper AC Pipe | Refrigeration grade copper tubing | Generic | 3/8 Inch | Standard | M | M | M | 1 | 5 | 100 | 10 |  | TRUE
HVAC-0017 | HVAC | Heating, Ventilation & Air Conditioning | HVAC Equipment & Materials | Copper AC Pipe | Refrigeration grade copper tubing | Generic | 1/2 Inch | Standard | M | M | M | 1 | 5 | 100 | 10 |  | TRUE
HVAC-0018 | HVAC | Heating, Ventilation & Air Conditioning | HVAC Equipment & Materials | Copper AC Pipe | Refrigeration grade copper tubing | Generic | 5/8 Inch | Standard | M | M | M | 1 | 5 | 100 | 10 |  | TRUE
HVAC-0019 | HVAC | Heating, Ventilation & Air Conditioning | HVAC Equipment & Materials | AC Drain Pipe | PVC condensate drain pipe | Generic | 20 mm | Standard | M | M | M | 1 | 5 | 100 | 10 |  | TRUE
TOOL-0001 | Tools & Equipment | Tools | Hand Tools | Claw Hammer | General purpose claw hammer | Generic | 16 oz | Professional | Nos | Nos | Nos | 1 | 2 | 50 | 5 |  | TRUE
TOOL-0002 | Tools & Equipment | Tools | Hand Tools | Sledge Hammer | Heavy duty striking hammer | Generic | 10 lb | Professional | Nos | Nos | Nos | 1 | 2 | 50 | 5 |  | TRUE
TOOL-0003 | Tools & Equipment | Tools | Hand Tools | Combination Pliers | Insulated/general purpose combination pliers | Generic | 8 Inch | Professional | Nos | Nos | Nos | 1 | 2 | 50 | 5 |  | TRUE
TOOL-0004 | Tools & Equipment | Tools | Hand Tools | Adjustable Wrench | Adjustable jaw wrench | Generic | 12 Inch | Professional | Nos | Nos | Nos | 1 | 2 | 50 | 5 |  | TRUE
TOOL-0005 | Tools & Equipment | Tools | Hand Tools | Pipe Wrench | Heavy duty pipe wrench | Generic | 18 Inch | Professional | Nos | Nos | Nos | 1 | 2 | 50 | 5 |  | TRUE
TOOL-0006 | Tools & Equipment | Tools | Hand Tools | Screwdriver Set | Mixed flat and Phillips screwdriver set | Generic | 6 pcs | Professional | Nos | Nos | Nos | 1 | 2 | 50 | 5 |  | TRUE
TOOL-0007 | Tools & Equipment | Tools | Hand Tools | Hacksaw | Metal cutting hacksaw frame | Generic | 12 Inch | Professional | Nos | Nos | Nos | 1 | 2 | 50 | 5 |  | TRUE
TOOL-0008 | Tools & Equipment | Tools | Hand Tools | Measuring Tape | Retractable measuring tape | Generic | 5 m | Professional | Nos | Nos | Nos | 1 | 2 | 50 | 5 |  | TRUE
TOOL-0009 | Tools & Equipment | Tools | Hand Tools | Spirit Level | Aluminium spirit level | Generic | 600 mm | Professional | Nos | Nos | Nos | 1 | 2 | 50 | 5 |  | TRUE
TOOL-0010 | Tools & Equipment | Tools | Hand Tools | Chisel | Masonry/cold chisel | Generic | 1 Inch | Professional | Nos | Nos | Nos | 1 | 2 | 50 | 5 |  | TRUE
TOOL-0011 | Tools & Equipment | Tools | Hand Tools | Utility Knife | Retractable utility knife | Generic | Standard | Professional | Nos | Nos | Nos | 1 | 2 | 50 | 5 |  | TRUE
TOOL-0012 | Tools & Equipment | Tools | Power Tools | Angle Grinder | Electric angle grinder | Generic | 4 Inch | Professional | Nos | Nos | Nos | 1 | 2 | 50 | 5 |  | TRUE
TOOL-0013 | Tools & Equipment | Tools | Power Tools | Angle Grinder | Electric angle grinder | Generic | 7 Inch | Professional | Nos | Nos | Nos | 1 | 2 | 50 | 5 |  | TRUE
TOOL-0014 | Tools & Equipment | Tools | Power Tools | Rotary Hammer Drill | Heavy duty rotary hammer drill | Generic | 26 mm | Professional | Nos | Nos | Nos | 1 | 2 | 50 | 5 |  | TRUE
TOOL-0015 | Tools & Equipment | Tools | Power Tools | Impact Drill | Variable speed impact drill | Generic | 13 mm | Professional | Nos | Nos | Nos | 1 | 2 | 50 | 5 |  | TRUE
TOOL-0016 | Tools & Equipment | Tools | Power Tools | Circular Saw | Electric circular saw | Generic | 7.25 Inch | Professional | Nos | Nos | Nos | 1 | 2 | 50 | 5 |  | TRUE
TOOL-0017 | Tools & Equipment | Tools | Power Tools | Jigsaw | Electric jigsaw | Generic | 650 W | Professional | Nos | Nos | Nos | 1 | 2 | 50 | 5 |  | TRUE
TOOL-0018 | Tools & Equipment | Tools | Power Tools | Cutting Machine | Metal cut-off machine | Generic | 14 Inch | Professional | Nos | Nos | Nos | 1 | 2 | 50 | 5 |  | TRUE
TOOL-0019 | Tools & Equipment | Tools | Power Tools | Heat Gun | Electric heat gun | Generic | 2000 W | Professional | Nos | Nos | Nos | 1 | 2 | 50 | 5 |  | TRUE
TOOL-0020 | Tools & Equipment | Tools | Measuring & Survey | Laser Level | Self leveling laser level | Generic | 360 Degree | Professional | Nos | Nos | Nos | 1 | 2 | 50 | 5 |  | TRUE
TOOL-0021 | Tools & Equipment | Tools | Measuring & Survey | Digital Multimeter | Digital electrical measuring meter | Generic | Standard | Professional | Nos | Nos | Nos | 1 | 2 | 50 | 5 |  | TRUE
TOOL-0022 | Tools & Equipment | Tools | Measuring & Survey | Vernier Caliper | Stainless steel measuring caliper | Generic | 150 mm | Professional | Nos | Nos | Nos | 1 | 2 | 50 | 5 |  | TRUE
TOOL-0023 | Tools & Equipment | Tools | Measuring & Survey | Measuring Wheel | Distance measuring wheel | Generic | 10000 m | Professional | Nos | Nos | Nos | 1 | 2 | 50 | 5 |  | TRUE
TOOL-0024 | Tools & Equipment | Tools | Safety & Access | Aluminium Ladder | Portable aluminium ladder | Generic | 8 ft | Professional | Nos | Nos | Nos | 1 | 2 | 50 | 5 |  | TRUE
TOOL-0025 | Tools & Equipment | Tools | Safety & Access | Aluminium Ladder | Portable aluminium ladder | Generic | 12 ft | Professional | Nos | Nos | Nos | 1 | 2 | 50 | 5 |  | TRUE
TOOL-0026 | Tools & Equipment | Tools | Safety & Access | Fiberglass Ladder | Electrical safe fiberglass ladder | Generic | 10 ft | Professional | Nos | Nos | Nos | 1 | 2 | 50 | 5 |  | TRUE
TOOL-0027 | Tools & Equipment | Tools | Safety & Access | Tool Box | Portable tool storage box | Generic | 19 Inch | Professional | Nos | Nos | Nos | 1 | 2 | 50 | 5 |  | TRUE
EQUIP-0001 | Tools & Equipment | Construction Equipment | Construction Machinery & Access | Concrete Mixer | Portable concrete mixing machine | Generic | 10/7 CFT | Professional | Nos | Nos | Nos | 1 | 1 | 20 | 2 |  | TRUE
EQUIP-0002 | Tools & Equipment | Construction Equipment | Construction Machinery & Access | Needle Vibrator | Concrete needle vibrator with flexible shaft | Generic | 1.5 Inch | Professional | Nos | Nos | Nos | 1 | 1 | 20 | 2 |  | TRUE
EQUIP-0003 | Tools & Equipment | Construction Equipment | Construction Machinery & Access | Plate Compactor | Petrol/diesel plate compactor | Generic | 90 KG | Professional | Nos | Nos | Nos | 1 | 1 | 20 | 2 |  | TRUE
EQUIP-0004 | Tools & Equipment | Construction Equipment | Construction Machinery & Access | Ram Compactor | Jumping jack soil compactor | Generic | 70 KG | Professional | Nos | Nos | Nos | 1 | 1 | 20 | 2 |  | TRUE
EQUIP-0005 | Tools & Equipment | Construction Equipment | Construction Machinery & Access | Bar Cutting Machine | Rebar cutting machine | Generic | 32 mm | Professional | Nos | Nos | Nos | 1 | 1 | 20 | 2 |  | TRUE
EQUIP-0006 | Tools & Equipment | Construction Equipment | Construction Machinery & Access | Bar Bending Machine | Rebar bending machine | Generic | 32 mm | Professional | Nos | Nos | Nos | 1 | 1 | 20 | 2 |  | TRUE
EQUIP-0007 | Tools & Equipment | Construction Equipment | Construction Machinery & Access | Concrete Cutter | Walk behind concrete floor cutter | Generic | 14 Inch | Professional | Nos | Nos | Nos | 1 | 1 | 20 | 2 |  | TRUE
EQUIP-0008 | Tools & Equipment | Construction Equipment | Construction Machinery & Access | Power Trowel | Concrete finishing power trowel | Generic | 36 Inch | Professional | Nos | Nos | Nos | 1 | 1 | 20 | 2 |  | TRUE
EQUIP-0009 | Tools & Equipment | Construction Equipment | Construction Machinery & Access | Generator | Portable diesel generator | Generic | 5 kVA | Professional | Nos | Nos | Nos | 1 | 1 | 20 | 2 |  | TRUE
EQUIP-0010 | Tools & Equipment | Construction Equipment | Construction Machinery & Access | Generator | Portable diesel generator | Generic | 10 kVA | Professional | Nos | Nos | Nos | 1 | 1 | 20 | 2 |  | TRUE
EQUIP-0011 | Tools & Equipment | Construction Equipment | Construction Machinery & Access | Water Pump | Centrifugal/dewatering water pump | Generic | 2 Inch | Professional | Nos | Nos | Nos | 1 | 1 | 20 | 2 |  | TRUE
EQUIP-0012 | Tools & Equipment | Construction Equipment | Construction Machinery & Access | Submersible Pump | Electric submersible water pump | Generic | 1 HP | Professional | Nos | Nos | Nos | 1 | 1 | 20 | 2 |  | TRUE
EQUIP-0013 | Tools & Equipment | Construction Equipment | Construction Machinery & Access | Air Compressor | Portable air compressor | Generic | 50 L | Professional | Nos | Nos | Nos | 1 | 1 | 20 | 2 |  | TRUE
EQUIP-0014 | Tools & Equipment | Construction Equipment | Construction Machinery & Access | Welding Machine | Arc welding machine | Generic | 250 A | Professional | Nos | Nos | Nos | 1 | 1 | 20 | 2 |  | TRUE
EQUIP-0015 | Tools & Equipment | Construction Equipment | Construction Machinery & Access | Scaffolding Frame | Steel H-frame scaffolding | Generic | 1.7x1.2 m | Professional | Nos | Nos | Nos | 1 | 1 | 20 | 2 |  | TRUE
EQUIP-0016 | Tools & Equipment | Construction Equipment | Construction Machinery & Access | Adjustable Prop | Steel telescopic adjustable support prop | Generic | 2-3.5 m | Professional | Nos | Nos | Nos | 1 | 1 | 20 | 2 |  | TRUE
EQUIP-0017 | Tools & Equipment | Construction Equipment | Construction Machinery & Access | Concrete Bucket | Crane lifting concrete bucket | Generic | 0.5 m3 | Professional | Nos | Nos | Nos | 1 | 1 | 20 | 2 |  | TRUE
EQUIP-0018 | Tools & Equipment | Construction Equipment | Construction Machinery & Access | Mini Excavator | Compact hydraulic excavator | Generic | 3 Ton | Professional | Nos | Nos | Nos | 1 | 1 | 20 | 2 |  | TRUE
EQUIP-0019 | Tools & Equipment | Construction Equipment | Construction Machinery & Access | Backhoe Loader | Hydraulic backhoe loader | Generic | Standard | Professional | Nos | Nos | Nos | 1 | 1 | 20 | 2 |  | TRUE
ROOF-0001 | Steel Fixer | Roofing Sheets | Metal Roofing Sheets | Pre-painted GI Roofing Sheet | 0.45mm thick, corrugated profile | Any/Multiple | 0.45 mm | Grade 550 | Sheet | Sheet | Sheet | 1 | 5 | 100 | 20 | Roof covering | Yes
ROOF-0002 | Steel Fixer | Roofing Sheets | Metal Roofing Sheets | Pre-painted GI Roofing Sheet | 0.50mm thick, corrugated profile | Any/Multiple | 0.50 mm | Grade 550 | Sheet | Sheet | Sheet | 1 | 5 | 100 | 20 | Roof covering | Yes
ROOF-0003 | Steel Fixer | Roofing Sheets | Metal Roofing Sheets | Galvanized Corrugated Sheet | Hot-dip galvanized corrugated sheet | Any/Multiple | 0.50 mm | G550 | Sheet | Sheet | Sheet | 1 | 5 | 100 | 20 | Industrial roofing | Yes
ROOF-0004 | Steel Fixer | Roofing Sheets | Metal Roofing Sheets | Aluminium Roofing Sheet | Corrugated aluminium roofing sheet | Any/Multiple | 0.70 mm | 3003 alloy | Sheet | Sheet | Sheet | 1 | 5 | 100 | 20 | Lightweight roofing | Yes
ROOF-0005 | Steel Fixer | Roofing Sheets | Metal Roofing Sheets | Standing Seam Roof Panel | Interlocking standing seam panel | Any/Multiple | 0.60 mm | G550 | SFT | SFT | SFT | 1 | 10 | 500 | 50 | Premium roofing | Yes
ROOF-0006 | Steel Fixer | Roofing Sheets | Metal Roofing Sheets | Roof Ridge Cap | Preformed ridge flashing | Any/Multiple | Standard | GI | Meter | Meter | Meter | 1 | 10 | 500 | 50 | Roof ridge | Yes
ROOF-0007 | Steel Fixer | Roofing Sheets | Metal Roofing Sheets | Valley Gutter | Preformed valley flashing | Any/Multiple | Standard | GI | Meter | Meter | Meter | 1 | 10 | 500 | 50 | Roof drainage | Yes
ROOF-0008 | Steel Fixer | Roofing Sheets | Metal Roofing Sheets | Barge Flashing | Preformed edge flashing | Any/Multiple | Standard | GI | Meter | Meter | Meter | 1 | 10 | 500 | 50 | Roof edge | Yes
ROOF-0009 | Steel Fixer | Roofing Sheets | Metal Roofing Sheets | Roofing Self Drilling Screw | Hex head screw with EPDM washer | Any/Multiple | 5.5 x 50 mm | SS/GI | Box | Box | Box | 1 | 5 | 100 | 20 | Sheet fixing | Yes
ROOF-0010 | Steel Fixer | Roofing Sheets | Metal Roofing Sheets | Roofing Washer | EPDM sealing washer | Any/Multiple | 5.5 mm | EPDM | Box | Box | Box | 1 | 5 | 100 | 20 | Leak prevention | Yes
ROOF-0011 | General Labor | Waterproofing | Roof Waterproofing | APP Modified Bitumen Membrane | Torch-applied waterproofing membrane | Any/Multiple | 4 mm x 1 m x 10 m | APP modified | Roll | Roll | Roll | 1 | 5 | 100 | 20 | Roof waterproofing | Yes
ROOF-0012 | General Labor | Waterproofing | Roof Waterproofing | SBS Modified Bitumen Membrane | Torch-applied flexible membrane | Any/Multiple | 4 mm x 1 m x 10 m | SBS modified | Roll | Roll | Roll | 1 | 5 | 100 | 20 | Roof waterproofing | Yes
ROOF-0013 | Painter | Waterproofing | Roof Waterproofing | Liquid Waterproofing Membrane | Acrylic liquid membrane | Any/Multiple | 20 kg | Exterior grade | Can | Can | Can | 1 | 5 | 100 | 20 | Roof coating | Yes
ROOF-0014 | Painter | Waterproofing | Roof Waterproofing | Polyurethane Waterproofing | Single-component PU membrane | Any/Multiple | 20 kg | PU | Can | Can | Can | 1 | 5 | 100 | 20 | Roof waterproofing | Yes
ROOF-0015 | General Labor | Waterproofing | Roof Waterproofing | Cementitious Waterproofing | Two-component cementitious coating | Any/Multiple | 25 kg | 2K | Bag | Bag | Bag | 1 | 5 | 100 | 20 | Wet area/roof coating | Yes
ROOF-0016 | General Labor | Waterproofing | Roof Waterproofing | Roof Sealant | Weatherproof elastomeric sealant | Any/Multiple | 300 ml | Exterior | Tube | Tube | Tube | 1 | 1 | 100 | 20 | Joint sealing | Yes
ROOF-0017 | HVAC Technician | Insulation | Thermal Insulation | Glass Wool Blanket | Thermal insulation blanket with foil | Any/Multiple | 50 mm | 24 kg/m3 | Roll | Roll | Roll | 1 | 5 | 100 | 20 | Roof/wall insulation | Yes
ROOF-0018 | HVAC Technician | Insulation | Thermal Insulation | Rock Wool Slab | Rigid mineral wool insulation | Any/Multiple | 50 mm | 100 kg/m3 | Sheet | Sheet | Sheet | 1 | 5 | 100 | 20 | Thermal/fire insulation | Yes
ROOF-0019 | General Labor | Insulation | Thermal Insulation | EPS Insulation Board | Expanded polystyrene board | Any/Multiple | 50 mm | 20 kg/m3 | Sheet | Sheet | Sheet | 1 | 5 | 100 | 20 | Thermal insulation | Yes
ROOF-0020 | General Labor | Insulation | Thermal Insulation | XPS Insulation Board | Extruded polystyrene board | Any/Multiple | 50 mm | 35 kg/m3 | Sheet | Sheet | Sheet | 1 | 5 | 100 | 20 | Roof/floor insulation | Yes
ROOF-0021 | HVAC Technician | Insulation | Thermal Insulation | PU Foam Board | Rigid polyurethane insulation board | Any/Multiple | 50 mm | 40 kg/m3 | Sheet | Sheet | Sheet | 1 | 5 | 100 | 20 | High-performance insulation | Yes
ROOF-0022 | General Labor | Insulation | Vapour & Acoustic | Vapour Barrier Sheet | PE vapour barrier membrane | Any/Multiple | 0.2 mm | PE | Roll | Roll | Roll | 1 | 5 | 100 | 20 | Moisture control | Yes
ROOF-0023 | General Labor | Insulation | Vapour & Acoustic | Acoustic Insulation Panel | Polyester acoustic panel | Any/Multiple | 50 mm | Acoustic grade | Sheet | Sheet | Sheet | 1 | 5 | 100 | 20 | Sound absorption | Yes
ROOF-0024 | General Labor | Insulation | Accessories | Insulation Fastener | Plastic/metal insulation anchor | Any/Multiple | 90 mm | Heavy duty | Box | Box | Box | 1 | 5 | 100 | 20 | Insulation fixing | Yes
ROOF-0025 | Plumber | Roof Accessories | Roof Drainage | Roof Drain Outlet | Roof drain with flange | Any/Multiple | 100 mm | Aluminium/SS | Nos | Nos | Nos | 1 | 1 | 20 | 3 | Roof drainage | Yes
ROOF-0026 | Plumber | Roof Accessories | Roof Drainage | Downpipe | Rainwater downpipe | Any/Multiple | 110 mm | uPVC | Meter | Meter | Meter | 1 | 10 | 500 | 50 | Rainwater disposal | Yes
ROOF-0027 | General Labor | Roof Accessories | Roof Ventilation | Roof Ventilator | Turbo roof ventilator | Any/Multiple | 18 inch | Aluminium | Nos | Nos | Nos | 1 | 1 | 20 | 3 | Passive ventilation | Yes
ROOF-0028 | Steel Fixer | Roof Accessories | Roof Safety | Roof Walkway Grating | Hot-dip galvanized walkway | Any/Multiple | 300 mm | HDG | Meter | Meter | Meter | 1 | 10 | 500 | 50 | Safe roof access | Yes
ROOF-0029 | Steel Fixer | Roof Accessories | Roof Safety | Roof Anchor Point | Permanent fall-arrest anchor | Any/Multiple | Single point | SS316 | Nos | Nos | Nos | 1 | 1 | 20 | 3 | Fall protection | Yes
ROOF-0030 | Steel Fixer | Roof Accessories | Skylights | FRP Skylight Sheet | Translucent corrugated skylight | Any/Multiple | 1.0 mm | FRP | Sheet | Sheet | Sheet | 1 | 5 | 100 | 20 | Daylighting | Yes
GYPS-0001 | Carpenter | Gypsum Boards | Gypsum Board | Regular Gypsum Board | Paper-faced gypsum board | Any/Multiple | 12.5 mm | Standard | Sheet | Sheet | Sheet | 1 | 5 | 100 | 20 | Partitions/ceilings | Yes
GYPS-0002 | Carpenter | Gypsum Boards | Gypsum Board | Moisture Resistant Gypsum Board | Green moisture-resistant board | Any/Multiple | 12.5 mm | MR | Sheet | Sheet | Sheet | 1 | 5 | 100 | 20 | Wet areas | Yes
GYPS-0003 | Carpenter | Gypsum Boards | Gypsum Board | Fire Resistant Gypsum Board | Fire-rated gypsum board | Any/Multiple | 15 mm | FR | Sheet | Sheet | Sheet | 1 | 5 | 100 | 20 | Fire-rated partitions | Yes
GYPS-0004 | Carpenter | Gypsum Boards | Gypsum Board | Acoustic Gypsum Board | Perforated/acoustic gypsum panel | Any/Multiple | 12.5 mm | Acoustic | Sheet | Sheet | Sheet | 1 | 5 | 100 | 20 | Sound control | Yes
GYPS-0005 | Carpenter | Gypsum Boards | Cement Board | Fiber Cement Board | Fiber cement sheet | Any/Multiple | 8 mm | Exterior | Sheet | Sheet | Sheet | 1 | 5 | 100 | 20 | Wet/exterior lining | Yes
GYPS-0006 | Carpenter | Gypsum Boards | Access Panels | Gypsum Access Panel | Concealed ceiling access panel | Any/Multiple | 600 x 600 mm | Standard | Nos | Nos | Nos | 1 | 1 | 20 | 3 | Maintenance access | Yes
GYPS-0007 | Carpenter | Metal Framing | Ceiling Grid | GI Main Channel | Galvanized ceiling main channel | Any/Multiple | 0.55 mm | GI | Meter | Meter | Meter | 1 | 10 | 500 | 50 | False ceiling framing | Yes
GYPS-0008 | Carpenter | Metal Framing | Ceiling Grid | GI Furring Channel | Galvanized furring channel | Any/Multiple | 0.45 mm | GI | Meter | Meter | Meter | 1 | 10 | 500 | 50 | Board support | Yes
GYPS-0009 | Carpenter | Metal Framing | Ceiling Grid | GI Wall Angle | Perimeter wall angle | Any/Multiple | 25 x 25 mm | GI | Meter | Meter | Meter | 1 | 10 | 500 | 50 | Ceiling perimeter | Yes
GYPS-0010 | Carpenter | Metal Framing | Ceiling Grid | GI Carrying Channel | Primary carrying channel | Any/Multiple | 0.55 mm | GI | Meter | Meter | Meter | 1 | 10 | 500 | 50 | Ceiling framing | Yes
GYPS-0011 | Carpenter | Metal Framing | Stud & Track | GI C Stud | Drywall C stud | Any/Multiple | 50 x 35 mm | 0.55 mm GI | Meter | Meter | Meter | 1 | 10 | 500 | 50 | Partition framing | Yes
GYPS-0012 | Carpenter | Metal Framing | Stud & Track | GI U Track | Drywall U track | Any/Multiple | 50 x 30 mm | 0.55 mm GI | Meter | Meter | Meter | 1 | 10 | 500 | 50 | Partition framing | Yes
GYPS-0013 | Carpenter | Metal Framing | Stud & Track | Heavy Duty Stud | Heavy-duty C stud | Any/Multiple | 75 mm | 0.75 mm GI | Meter | Meter | Meter | 1 | 10 | 500 | 50 | High partition | Yes
GYPS-0014 | Carpenter | Metal Framing | Accessories | Angle Bead | Perforated galvanized angle bead | Any/Multiple | 25 mm | GI | Meter | Meter | Meter | 1 | 10 | 500 | 50 | External corners | Yes
GYPS-0015 | Carpenter | Metal Framing | Accessories | Shadow Gap Trim | Metal shadow-gap profile | Any/Multiple | 10 mm | GI | Meter | Meter | Meter | 1 | 10 | 500 | 50 | Architectural finish | Yes
GYPS-0016 | Carpenter | Fasteners | Gypsum Fasteners | Drywall Screw | Fine thread drywall screw | Any/Multiple | 25 mm | Phosphated | Box | Box | Box | 1 | 5 | 100 | 20 | Board fixing | Yes
GYPS-0017 | Carpenter | Fasteners | Gypsum Fasteners | Drywall Screw | Fine thread drywall screw | Any/Multiple | 35 mm | Phosphated | Box | Box | Box | 1 | 5 | 100 | 20 | Double board fixing | Yes
GYPS-0018 | Carpenter | Fasteners | Gypsum Fasteners | Wafer Head Screw | Self-drilling framing screw | Any/Multiple | 13 mm | Zinc plated | Box | Box | Box | 1 | 5 | 100 | 20 | Metal framing | Yes
GYPS-0019 | Carpenter | Fasteners | Gypsum Fasteners | Concrete Anchor | Hammer drive anchor | Any/Multiple | 6 x 40 mm | Zinc | Box | Box | Box | 1 | 5 | 100 | 20 | Track fixing | Yes
GYPS-0020 | Carpenter | Jointing | Gypsum Jointing | Joint Tape | Paper joint tape | Any/Multiple | 50 mm x 90 m | Paper | Roll | Roll | Roll | 1 | 5 | 100 | 20 | Board joints | Yes
GYPS-0021 | Carpenter | Jointing | Gypsum Jointing | Fiberglass Joint Tape | Self-adhesive mesh tape | Any/Multiple | 50 mm x 90 m | Fiberglass | Roll | Roll | Roll | 1 | 5 | 100 | 20 | Board joints | Yes
GYPS-0022 | Carpenter | Jointing | Gypsum Jointing | Jointing Compound | Ready-mix joint filler | Any/Multiple | 20 kg | Standard | Bucket | Bucket | Bucket | 1 | 1 | 100 | 20 | Joint treatment | Yes
GYPS-0023 | Carpenter | Jointing | Gypsum Jointing | Setting Compound | Quick-setting joint compound | Any/Multiple | 20 kg | Fast set | Bag | Bag | Bag | 1 | 5 | 100 | 20 | Joint treatment | Yes
GYPS-0024 | Carpenter | Jointing | Gypsum Jointing | Corner Bead Compound | Fine finishing compound | Any/Multiple | 20 kg | Premium | Bag | Bag | Bag | 1 | 5 | 100 | 20 | Corner finishing | Yes
GYPS-0025 | Carpenter | Ceiling Systems | Suspended Ceiling | T-Grid Main Runner | Exposed T-grid main runner | Any/Multiple | 24 x 38 mm | 0.30 mm | Meter | Meter | Meter | 1 | 10 | 500 | 50 | Mineral fiber ceiling | Yes
GYPS-0026 | Carpenter | Ceiling Systems | Suspended Ceiling | T-Grid Cross Tee | Exposed T-grid cross tee | Any/Multiple | 24 x 32 mm | 0.25 mm | Meter | Meter | Meter | 1 | 10 | 500 | 50 | Mineral fiber ceiling | Yes
GYPS-0027 | Carpenter | Ceiling Systems | Suspended Ceiling | Ceiling Tile | Mineral fiber acoustic ceiling tile | Any/Multiple | 600 x 600 x 15 mm | NRC rated | Sheet | Sheet | Sheet | 1 | 5 | 100 | 20 | Suspended ceiling | Yes
GYPS-0028 | Carpenter | Ceiling Systems | Suspended Ceiling | Acoustic Ceiling Tile | Acoustic mineral fiber tile | Any/Multiple | 600 x 600 x 20 mm | Acoustic | Sheet | Sheet | Sheet | 1 | 5 | 100 | 20 | Sound control | Yes
GYPS-0029 | Carpenter | Ceiling Systems | Suspension | Ceiling Hanger Wire | GI suspension wire | Any/Multiple | 2.5 mm | GI | Kg | Kg | Kg | 1 | 10 | 500 | 50 | Suspended ceiling | Yes
GYPS-0030 | Carpenter | Ceiling Systems | Suspension | Adjustable Ceiling Hanger | Adjustable hanger assembly | Any/Multiple | Standard | GI | Set | Set | Set | 1 | 1 | 20 | 3 | Suspension | Yes
GYPS-0031 | Carpenter | Ceiling Systems | Suspension | Spring Clip | Ceiling suspension spring clip | Any/Multiple | Standard | GI | Box | Box | Box | 1 | 5 | 100 | 20 | Suspension | Yes
GYPS-0032 | Carpenter | Decorative | Decorative Ceiling | PVC Ceiling Panel | Interlocking PVC ceiling panel | Any/Multiple | 250 mm | PVC | Meter | Meter | Meter | 1 | 10 | 500 | 50 | Washroom/utility ceiling | Yes
GYPS-0033 | Carpenter | Decorative | Decorative Ceiling | Metal Baffle Ceiling | Linear metal baffle panel | Any/Multiple | 100 mm | Aluminium | Meter | Meter | Meter | 1 | 10 | 500 | 50 | Architectural ceiling | Yes
GYPS-0034 | Carpenter | Decorative | Decorative Ceiling | Linear Ceiling Panel | Clip-in linear metal ceiling | Any/Multiple | 100 mm | Aluminium | Meter | Meter | Meter | 1 | 10 | 500 | 50 | Architectural ceiling | Yes
FLOOR-0001 | Tile Fixer | Tiles | Floor Tiles | Porcelain Floor Tile | Full-body porcelain floor tile | Any/Multiple | 600 x 600 mm | PEI IV | SFT | SFT | SFT | 1 | 10 | 500 | 50 | Heavy-use floor | Yes
FLOOR-0002 | Tile Fixer | Tiles | Floor Tiles | Porcelain Floor Tile | Matt porcelain floor tile | Any/Multiple | 600 x 1200 mm | PEI IV | SFT | SFT | SFT | 1 | 10 | 500 | 50 | Large format | Yes
FLOOR-0003 | Tile Fixer | Tiles | Floor Tiles | Ceramic Floor Tile | Glazed ceramic floor tile | Any/Multiple | 300 x 300 mm | PEI III | SFT | SFT | SFT | 1 | 10 | 500 | 50 | Residential floor | Yes
FLOOR-0004 | Tile Fixer | Tiles | Wall Tiles | Ceramic Wall Tile | Glazed ceramic wall tile | Any/Multiple | 300 x 600 mm | Standard | SFT | SFT | SFT | 1 | 10 | 500 | 50 | Wall finish | Yes
FLOOR-0005 | Tile Fixer | Tiles | Anti-Slip Tiles | Anti-Slip Tile | Textured anti-slip porcelain tile | Any/Multiple | 300 x 300 mm | R11 | SFT | SFT | SFT | 1 | 10 | 500 | 50 | Wet/utility areas | Yes
FLOOR-0006 | Tile Fixer | Tiles | Outdoor Tiles | Outdoor Paver Tile | Heavy-duty outdoor porcelain paver | Any/Multiple | 600 x 600 mm | R11 | SFT | SFT | SFT | 1 | 10 | 500 | 50 | Outdoor paving | Yes
FLOOR-0007 | Tile Fixer | Tiles | Tile Accessories | Tile Skirting | Matching ceramic/porcelain skirting | Any/Multiple | 100 x 600 mm | Standard | Meter | Meter | Meter | 1 | 10 | 500 | 50 | Floor perimeter | Yes
FLOOR-0008 | Tile Fixer | Tiles | Tile Accessories | Tile Trim | PVC tile edge trim | Any/Multiple | 10 mm | PVC | Meter | Meter | Meter | 1 | 10 | 500 | 50 | Tile edging | Yes
FLOOR-0009 | Tile Fixer | Stone | Marble | Marble Slab | Polished marble slab | Any/Multiple | 20 mm | Commercial | Slab | Slab | Slab | 1 | 1 | 100 | 20 | Premium flooring | Yes
FLOOR-0010 | Tile Fixer | Stone | Granite | Granite Slab | Polished granite slab | Any/Multiple | 20 mm | Commercial | Slab | Slab | Slab | 1 | 1 | 100 | 20 | Heavy-duty flooring | Yes
FLOOR-0011 | Tile Fixer | Stone | Engineered Stone | Quartz Slab | Engineered quartz slab | Any/Multiple | 20 mm | Premium | Slab | Slab | Slab | 1 | 1 | 100 | 20 | Floor/wall | Yes
FLOOR-0012 | Tile Fixer | Vinyl | Vinyl Flooring | LVT Plank | Luxury vinyl tile plank | Any/Multiple | 3 mm | Commercial | SFT | SFT | SFT | 1 | 10 | 500 | 50 | Commercial floor | Yes
FLOOR-0013 | Tile Fixer | Vinyl | Vinyl Flooring | SPC Flooring | Stone plastic composite click floor | Any/Multiple | 5 mm | AC4 | SFT | SFT | SFT | 1 | 10 | 500 | 50 | Water-resistant floor | Yes
FLOOR-0014 | Tile Fixer | Vinyl | Vinyl Flooring | Homogeneous Vinyl Sheet | Commercial vinyl sheet | Any/Multiple | 2 mm | EN 649 | SFT | SFT | SFT | 1 | 10 | 500 | 50 | Healthcare/commercial | Yes
FLOOR-0015 | Carpenter | Laminate | Laminate Flooring | Laminate Plank | Click-lock laminate flooring | Any/Multiple | 8 mm | AC4 | SFT | SFT | SFT | 1 | 10 | 500 | 50 | Dry areas | Yes
FLOOR-0016 | Carpenter | Laminate | Laminate Flooring | Laminate Plank | Premium laminate flooring | Any/Multiple | 12 mm | AC5 | SFT | SFT | SFT | 1 | 10 | 500 | 50 | High traffic | Yes
FLOOR-0017 | Carpenter | Wood | Wood Flooring | Engineered Wood Flooring | Multi-layer engineered timber | Any/Multiple | 15 mm | Commercial | SFT | SFT | SFT | 1 | 10 | 500 | 50 | Interior flooring | Yes
FLOOR-0018 | Carpenter | Wood | Wood Flooring | Solid Wood Flooring | Solid timber floor board | Any/Multiple | 18 mm | Select | SFT | SFT | SFT | 1 | 10 | 500 | 50 | Premium interiors | Yes
FLOOR-0019 | Carpenter | Carpet | Carpet Tiles | Carpet Tile | Solution-dyed carpet tile | Any/Multiple | 500 x 500 mm | Commercial | SFT | SFT | SFT | 1 | 10 | 500 | 50 | Office flooring | Yes
FLOOR-0020 | Carpenter | Carpet | Carpet Rolls | Broadloom Carpet | Commercial broadloom carpet | Any/Multiple | 4 m width | Heavy duty | SFT | SFT | SFT | 1 | 10 | 500 | 50 | Office/hotel | Yes
FLOOR-0021 | Carpenter | Carpet | Carpet Rolls | Needle Punch Carpet | Needle-punch carpet roll | Any/Multiple | 2 m width | Commercial | SFT | SFT | SFT | 1 | 10 | 500 | 50 | Temporary/commercial | Yes
FLOOR-0022 | Carpenter | Carpet | Entrance Mat | Entrance Carpet Tile | High soil-retention entrance tile | Any/Multiple | 500 x 500 mm | Heavy duty | SFT | SFT | SFT | 1 | 10 | 500 | 50 | Entrance zones | Yes
FLOOR-0023 | Carpenter | Carpet | Underlay | Carpet Underlay | Rubber carpet underlay | Any/Multiple | 6 mm | Heavy duty | SFT | SFT | SFT | 1 | 10 | 500 | 50 | Comfort/acoustic | Yes
FLOOR-0024 | Tile Fixer | Floor Prep | Screed | Self Leveling Compound | Cementitious self-leveling underlayment | Any/Multiple | 25 kg | CT-C25 | Bag | Bag | Bag | 1 | 5 | 100 | 20 | Floor preparation | Yes
FLOOR-0025 | Tile Fixer | Floor Prep | Adhesives | Tile Adhesive | Cementitious tile adhesive | Any/Multiple | 20 kg | C2TE | Bag | Bag | Bag | 1 | 5 | 100 | 20 | Tile installation | Yes
FLOOR-0026 | Tile Fixer | Floor Prep | Adhesives | Flexible Tile Adhesive | Flexible polymer-modified adhesive | Any/Multiple | 20 kg | C2TES1 | Bag | Bag | Bag | 1 | 5 | 100 | 20 | Large format tiles | Yes
FLOOR-0027 | Tile Fixer | Floor Prep | Grouts | Tile Grout | Cementitious tile grout | Any/Multiple | 5 kg | CG2 | Bag | Bag | Bag | 1 | 5 | 100 | 20 | Tile joints | Yes
FLOOR-0028 | Tile Fixer | Floor Prep | Grouts | Epoxy Grout | Two-component epoxy grout | Any/Multiple | 5 kg | RG | Kit | Kit | Kit | 1 | 1 | 20 | 3 | Chemical/wet areas | Yes
FLOOR-0029 | Tile Fixer | Floor Prep | Expansion Joints | Floor Expansion Joint | Aluminium expansion joint profile | Any/Multiple | 50 mm | Heavy duty | Meter | Meter | Meter | 1 | 10 | 500 | 50 | Movement joint | Yes
FLOOR-0030 | Tile Fixer | Floor Prep | Sealants | Floor Joint Sealant | Polyurethane floor joint sealant | Any/Multiple | 600 ml | PU | Tube | Tube | Tube | 1 | 1 | 100 | 20 | Movement joints | Yes
KITCH-0001 | Carpenter | Cabinet | Boards | MR MDF Board | Moisture-resistant MDF board | Any/Multiple | 18 mm | MR | Sheet | Sheet | Sheet | 1 | 5 | 100 | 20 | Cabinet carcass | Yes
KITCH-0002 | Carpenter | Cabinet | Boards | Marine Plywood | Boiling-waterproof plywood | Any/Multiple | 18 mm | BWP | Sheet | Sheet | Sheet | 1 | 5 | 100 | 20 | Sink cabinet | Yes
KITCH-0003 | Carpenter | Cabinet | Boards | Commercial Plywood | Interior plywood | Any/Multiple | 18 mm | MR | Sheet | Sheet | Sheet | 1 | 5 | 100 | 20 | Cabinetry | Yes
KITCH-0004 | Carpenter | Cabinet | Boards | Particle Board | Melamine-faced particle board | Any/Multiple | 18 mm | E1 | Sheet | Sheet | Sheet | 1 | 5 | 100 | 20 | Cabinet carcass | Yes
KITCH-0005 | Carpenter | Cabinet | Boards | Acrylic Panel | Acrylic kitchen cabinet front | Any/Multiple | 18 mm | Premium | Sheet | Sheet | Sheet | 1 | 5 | 100 | 20 | Cabinet fronts | Yes
KITCH-0006 | Carpenter | Cabinet | Boards | Laminate Sheet | High-pressure decorative laminate | Any/Multiple | 1 mm | HPL | Sheet | Sheet | Sheet | 1 | 5 | 100 | 20 | Cabinet finish | Yes
KITCH-0007 | Carpenter | Cabinet | Boards | PVC Edge Band | PVC edge banding roll | Any/Multiple | 2 mm | PVC | Roll | Roll | Roll | 1 | 5 | 100 | 20 | Edge finishing | Yes
KITCH-0008 | Carpenter | Cabinet | Hardware | Soft Close Hinge | Concealed cabinet hinge | Any/Multiple | 110° | Soft-close | Pair | Pair | Pair | 1 | 1 | 20 | 3 | Cabinet door | Yes
KITCH-0009 | Carpenter | Cabinet | Hardware | Full Overlay Hinge | Concealed full-overlay hinge | Any/Multiple | 110° | Nickel plated | Pair | Pair | Pair | 1 | 1 | 20 | 3 | Cabinet door | Yes
KITCH-0010 | Carpenter | Cabinet | Hardware | Drawer Runner | Telescopic drawer slide | Any/Multiple | 450 mm | Heavy duty | Pair | Pair | Pair | 1 | 1 | 20 | 3 | Drawer hardware | Yes
KITCH-0011 | Carpenter | Cabinet | Hardware | Soft Close Drawer Runner | Soft-close ball bearing runner | Any/Multiple | 450 mm | Heavy duty | Pair | Pair | Pair | 1 | 1 | 20 | 3 | Premium drawers | Yes
KITCH-0012 | Carpenter | Cabinet | Hardware | Tandem Drawer System | Under-mount drawer system | Any/Multiple | 450 mm | Soft-close | Set | Set | Set | 1 | 1 | 20 | 3 | Premium cabinetry | Yes
KITCH-0013 | Carpenter | Cabinet | Hardware | Drawer Lock | Cabinet drawer lock | Any/Multiple | 20 mm | Zinc | Nos | Nos | Nos | 1 | 1 | 20 | 3 | Security | Yes
KITCH-0014 | Carpenter | Cabinet | Hardware | Cabinet Handle | Stainless steel cabinet pull | Any/Multiple | 160 mm | SS304 | Nos | Nos | Nos | 1 | 1 | 20 | 3 | Door/drawer handle | Yes
KITCH-0015 | Carpenter | Cabinet | Hardware | Push To Open Latch | Magnetic push latch | Any/Multiple | Standard | ABS | Nos | Nos | Nos | 1 | 1 | 20 | 3 | Handleless cabinets | Yes
KITCH-0016 | Carpenter | Cabinet | Hardware | Shelf Support Pin | Cabinet shelf pin | Any/Multiple | 5 mm | Nickel | Box | Box | Box | 1 | 5 | 100 | 20 | Shelf support | Yes
KITCH-0017 | Carpenter | Cabinet | Accessories | Cutlery Tray | Plastic cutlery organizer | Any/Multiple | 600 mm | ABS | Nos | Nos | Nos | 1 | 1 | 20 | 3 | Drawer organizer | Yes
KITCH-0018 | Carpenter | Cabinet | Accessories | Bottle Pullout | Slim bottle pull-out basket | Any/Multiple | 150 mm | Chrome/SS | Set | Set | Set | 1 | 1 | 20 | 3 | Base cabinet | Yes
KITCH-0019 | Carpenter | Cabinet | Accessories | Corner Carousel | Rotating corner cabinet carousel | Any/Multiple | 800 mm | Chrome/SS | Set | Set | Set | 1 | 1 | 20 | 3 | Corner storage | Yes
KITCH-0020 | Carpenter | Cabinet | Accessories | Magic Corner Unit | Pull-out corner storage system | Any/Multiple | 450 mm | SS/Chrome | Set | Set | Set | 1 | 1 | 20 | 3 | Corner cabinet | Yes
KITCH-0021 | Carpenter | Cabinet | Accessories | Tall Pantry Pullout | Tall cabinet pantry mechanism | Any/Multiple | 300 mm | SS/Chrome | Set | Set | Set | 1 | 1 | 20 | 3 | Pantry storage | Yes
KITCH-0022 | Plumber | Sink | Kitchen Sink | Single Bowl Sink | Stainless steel single bowl sink | Any/Multiple | 600 x 450 mm | SS304 | Nos | Nos | Nos | 1 | 1 | 20 | 3 | Kitchen sink | Yes
KITCH-0023 | Plumber | Sink | Kitchen Sink | Double Bowl Sink | Stainless steel double bowl sink | Any/Multiple | 800 x 500 mm | SS304 | Nos | Nos | Nos | 1 | 1 | 20 | 3 | Kitchen sink | Yes
KITCH-0024 | Plumber | Sink | Kitchen Sink | Granite Sink | Composite granite kitchen sink | Any/Multiple | 780 x 500 mm | Granite composite | Nos | Nos | Nos | 1 | 1 | 20 | 3 | Premium sink | Yes
KITCH-0025 | Plumber | Sink | Sink Accessories | Sink Waste Kit | Basket strainer waste assembly | Any/Multiple | 114 mm | SS | Set | Set | Set | 1 | 1 | 20 | 3 | Sink drainage | Yes
KITCH-0026 | Plumber | Sink | Sink Accessories | Sink Mixer | Pull-out kitchen mixer | Any/Multiple | Single lever | Brass/SS | Nos | Nos | Nos | 1 | 1 | 20 | 3 | Kitchen faucet | Yes
KITCH-0027 | Electrician | Appliances | Built-in Appliances | Built-in Oven | Electric built-in oven | Any/Multiple | 60 cm | 220-240V | Nos | Nos | Nos | 1 | 1 | 20 | 3 | Kitchen appliance | Yes
KITCH-0028 | Plumber | Appliances | Built-in Appliances | Gas Hob | Built-in gas hob | Any/Multiple | 4 burner | Stainless steel | Nos | Nos | Nos | 1 | 1 | 20 | 3 | Kitchen appliance | Yes
KITCH-0029 | Electrician | Appliances | Built-in Appliances | Induction Hob | Built-in induction cooktop | Any/Multiple | 60 cm | 220-240V | Nos | Nos | Nos | 1 | 1 | 20 | 3 | Kitchen appliance | Yes
KITCH-0030 | Electrician | Appliances | Ventilation | Chimney Hood | Wall-mounted kitchen hood | Any/Multiple | 90 cm | Stainless steel | Nos | Nos | Nos | 1 | 1 | 20 | 3 | Kitchen exhaust | Yes
KITCH-0031 | Electrician | Appliances | Ventilation | Under Cabinet Hood | Built-in extractor hood | Any/Multiple | 60 cm | Stainless steel | Nos | Nos | Nos | 1 | 1 | 20 | 3 | Kitchen exhaust | Yes
KITCH-0032 | Plumber | Appliances | Dishwashing | Built-in Dishwasher | Fully integrated dishwasher | Any/Multiple | 60 cm | 220-240V | Nos | Nos | Nos | 1 | 1 | 20 | 3 | Kitchen appliance | Yes
KITCH-0033 | Carpenter | Accessories | Waste Management | Pull-out Waste Bin | Double-bin cabinet waste system | Any/Multiple | 2 x 15 L | ABS | Set | Set | Set | 1 | 1 | 20 | 3 | Kitchen waste | Yes
KITCH-0034 | Carpenter | Accessories | Plinth | Kitchen Plinth | PVC/aluminium cabinet plinth | Any/Multiple | 100 mm | PVC/Aluminium | Meter | Meter | Meter | 1 | 10 | 500 | 50 | Base cabinet finish | Yes
BATH-0001 | Plumber | Sanitary Ware | WC | Close Coupled WC | Floor-mounted close-coupled toilet | Any/Multiple | Standard | Ceramic | Set | Set | Set | 1 | 1 | 20 | 3 | Complete toilet | Yes
BATH-0002 | Plumber | Sanitary Ware | WC | Wall Hung WC | Wall-hung rimless toilet | Any/Multiple | Standard | Ceramic | Set | Set | Set | 1 | 1 | 20 | 3 | Modern bathroom | Yes
BATH-0003 | Plumber | Sanitary Ware | WC | Concealed Cistern | Dual flush concealed cistern | Any/Multiple | 1120 mm | PP | Set | Set | Set | 1 | 1 | 20 | 3 | Wall-hung WC | Yes
BATH-0004 | Plumber | Sanitary Ware | WC | Flush Plate | Dual flush actuator plate | Any/Multiple | Standard | Chrome | Nos | Nos | Nos | 1 | 1 | 20 | 3 | Concealed cistern | Yes
BATH-0005 | Plumber | Sanitary Ware | Wash Basins | Countertop Basin | Above-counter wash basin | Any/Multiple | 600 mm | Ceramic | Nos | Nos | Nos | 1 | 1 | 20 | 3 | Vanity basin | Yes
BATH-0006 | Plumber | Sanitary Ware | Wash Basins | Wall Hung Basin | Wall-hung wash basin | Any/Multiple | 550 mm | Ceramic | Nos | Nos | Nos | 1 | 1 | 20 | 3 | Bathroom basin | Yes
BATH-0007 | Plumber | Sanitary Ware | Wash Basins | Pedestal Basin | Basin with pedestal | Any/Multiple | 550 mm | Ceramic | Set | Set | Set | 1 | 1 | 20 | 3 | Bathroom basin | Yes
BATH-0008 | Plumber | Sanitary Ware | Urinals | Wall Hung Urinal | Wall-hung ceramic urinal | Any/Multiple | Standard | Ceramic | Nos | Nos | Nos | 1 | 1 | 20 | 3 | Commercial toilet | Yes
BATH-0009 | Plumber | Sanitary Ware | Bidet | Wall Hung Bidet | Wall-hung bidet | Any/Multiple | Standard | Ceramic | Nos | Nos | Nos | 1 | 1 | 20 | 3 | Bathroom fixture | Yes
BATH-0010 | Plumber | Faucets | Basin Faucets | Basin Mixer | Single-lever basin mixer | Any/Multiple | Standard | Brass/Chrome | Nos | Nos | Nos | 1 | 1 | 20 | 3 | Basin faucet | Yes
BATH-0011 | Plumber | Faucets | Basin Faucets | Tall Basin Mixer | Tall single-lever basin mixer | Any/Multiple | Standard | Brass/Chrome | Nos | Nos | Nos | 1 | 1 | 20 | 3 | Countertop basin | Yes
BATH-0012 | Plumber | Faucets | Basin Faucets | Basin Pillar Tap | Single pillar basin tap | Any/Multiple | 1/2 inch | Brass/Chrome | Nos | Nos | Nos | 1 | 1 | 20 | 3 | Basin faucet | Yes
BATH-0013 | Plumber | Faucets | Bath Faucets | Bath Shower Mixer | Wall-mounted bath/shower mixer | Any/Multiple | 1/2 inch | Brass/Chrome | Nos | Nos | Nos | 1 | 1 | 20 | 3 | Bath faucet | Yes
BATH-0014 | Plumber | Faucets | Shower | Thermostatic Shower Mixer | Thermostatic concealed shower valve | Any/Multiple | Standard | Brass | Nos | Nos | Nos | 1 | 1 | 20 | 3 | Premium shower | Yes
BATH-0015 | Plumber | Faucets | Shower | Rain Shower | Ceiling/wall rain shower head | Any/Multiple | 300 mm | SS304 | Nos | Nos | Nos | 1 | 1 | 20 | 3 | Shower fitting | Yes
BATH-0016 | Plumber | Faucets | Shower | Hand Shower | Multi-function hand shower | Any/Multiple | 3 function | ABS/Chrome | Nos | Nos | Nos | 1 | 1 | 20 | 3 | Shower fitting | Yes
BATH-0017 | Plumber | Faucets | Shower | Shower Arm | Ceiling/wall shower arm | Any/Multiple | 300 mm | Brass/Chrome | Nos | Nos | Nos | 1 | 1 | 20 | 3 | Shower fitting | Yes
BATH-0018 | Plumber | Faucets | Shower | Hand Shower Hose | Flexible shower hose | Any/Multiple | 1.5 m | SS | Nos | Nos | Nos | 1 | 1 | 20 | 3 | Shower fitting | Yes
BATH-0019 | Plumber | Faucets | Utility Taps | Bib Cock | Wall-mounted bib tap | Any/Multiple | 1/2 inch | Brass/Chrome | Nos | Nos | Nos | 1 | 1 | 20 | 3 | Utility tap | Yes
BATH-0020 | Plumber | Faucets | Utility Taps | Angle Valve | Quarter-turn angle valve | Any/Multiple | 1/2 x 1/2 inch | Brass/Chrome | Nos | Nos | Nos | 1 | 1 | 20 | 3 | Water connection | Yes
BATH-0021 | Plumber | Drains | Floor Drain | Floor Trap | Stainless steel floor trap | Any/Multiple | 100 x 100 mm | SS304 | Nos | Nos | Nos | 1 | 1 | 20 | 3 | Floor drainage | Yes
BATH-0022 | Plumber | Drains | Floor Drain | Linear Shower Drain | Linear shower channel drain | Any/Multiple | 600 mm | SS304 | Nos | Nos | Nos | 1 | 1 | 20 | 3 | Shower drainage | Yes
BATH-0023 | Plumber | Drains | Floor Drain | Tile Insert Drain | Concealed tile-insert drain | Any/Multiple | 150 x 150 mm | SS304 | Nos | Nos | Nos | 1 | 1 | 20 | 3 | Wet-area drainage | Yes
BATH-0024 | Plumber | Drains | Waste | Basin Waste | Pop-up basin waste | Any/Multiple | 32 mm | Brass/Chrome | Nos | Nos | Nos | 1 | 1 | 20 | 3 | Basin drainage | Yes
BATH-0025 | Plumber | Drains | Waste | Bottle Trap | Decorative bottle trap | Any/Multiple | 32 mm | Brass/Chrome | Nos | Nos | Nos | 1 | 1 | 20 | 3 | Basin drainage | Yes
BATH-0026 | Plumber | Drains | Waste | P-Trap | WC/basin P-trap | Any/Multiple | 40/110 mm | uPVC | Nos | Nos | Nos | 1 | 1 | 20 | 3 | Drainage | Yes
BATH-0027 | Plumber | Bathroom Accessories | Accessories | Towel Rail | Single towel rail | Any/Multiple | 600 mm | SS304 | Nos | Nos | Nos | 1 | 1 | 20 | 3 | Bathroom accessory | Yes
BATH-0028 | Plumber | Bathroom Accessories | Accessories | Towel Ring | Towel ring | Any/Multiple | Standard | SS304 | Nos | Nos | Nos | 1 | 1 | 20 | 3 | Bathroom accessory | Yes
BATH-0029 | Plumber | Bathroom Accessories | Accessories | Robe Hook | Single robe hook | Any/Multiple | Standard | SS304 | Nos | Nos | Nos | 1 | 1 | 20 | 3 | Bathroom accessory | Yes
BATH-0030 | Plumber | Bathroom Accessories | Accessories | Toilet Paper Holder | Wall-mounted toilet paper holder | Any/Multiple | Standard | SS304 | Nos | Nos | Nos | 1 | 1 | 20 | 3 | Bathroom accessory | Yes
BATH-0031 | Plumber | Bathroom Accessories | Accessories | Soap Dispenser | Wall-mounted liquid soap dispenser | Any/Multiple | 500 ml | SS304 | Nos | Nos | Nos | 1 | 1 | 20 | 3 | Bathroom accessory | Yes
BATH-0032 | Plumber | Bathroom Accessories | Accessories | Glass Shelf | Tempered glass bathroom shelf | Any/Multiple | 500 mm | SS304/Glass | Nos | Nos | Nos | 1 | 1 | 20 | 3 | Bathroom accessory | Yes
BATH-0033 | Plumber | Bathroom Accessories | Mirrors | Bathroom Mirror | Silver-backed bathroom mirror | Any/Multiple | 600 x 800 mm | 5 mm | Nos | Nos | Nos | 1 | 1 | 20 | 3 | Bathroom mirror | Yes
BATH-0034 | Electrician | Bathroom Accessories | Mirrors | LED Bathroom Mirror | Backlit LED mirror | Any/Multiple | 600 x 800 mm | IP44 | Nos | Nos | Nos | 1 | 1 | 20 | 3 | Illuminated mirror | Yes
BATH-0035 | Plumber | Shower Enclosures | Glass | Frameless Shower Door | Tempered glass shower door | Any/Multiple | 8 mm | Tempered | Set | Set | Set | 1 | 1 | 20 | 3 | Shower enclosure | Yes
BATH-0036 | Plumber | Shower Enclosures | Glass | Shower Enclosure | Framed shower enclosure | Any/Multiple | 900 x 900 mm | Tempered | Set | Set | Set | 1 | 1 | 20 | 3 | Shower enclosure | Yes
BATH-0037 | Plumber | Bathtubs | Bathtubs | Acrylic Bathtub | Freestanding acrylic bathtub | Any/Multiple | 1500 mm | Acrylic | Nos | Nos | Nos | 1 | 1 | 20 | 3 | Bathroom fixture | Yes
BATH-0038 | Plumber | Bathtubs | Accessories | Bathtub Waste | Pop-up bath waste assembly | Any/Multiple | 40 mm | Brass/Chrome | Nos | Nos | Nos | 1 | 1 | 20 | 3 | Bath drainage | Yes
BATH-0039 | Plumber | Plumbing Accessories | Connections | Flexible Connector | Braided flexible water connector | Any/Multiple | 450 mm | SS | Nos | Nos | Nos | 1 | 1 | 20 | 3 | Fixture connection | Yes
BATH-0040 | Plumber | Plumbing Accessories | Connections | Flexible WC Connector | Flexible WC pan connector | Any/Multiple | 110 mm | PP | Nos | Nos | Nos | 1 | 1 | 20 | 3 | WC connection | Yes
ROAD-0001 | General Labor | Road Base | Sub-base | Granular Sub Base | Well-graded crushed aggregate subbase | Any/Multiple | 0-75 mm | AASHTO | Ton | Ton | Ton | 1 | 10 | 500 | 50 | Road subbase | Yes
ROAD-0002 | General Labor | Road Base | Base Course | Aggregate Base Course | Crushed aggregate base | Any/Multiple | 0-40 mm | AASHTO | Ton | Ton | Ton | 1 | 10 | 500 | 50 | Road base | Yes
ROAD-0003 | General Labor | Road Base | Crusher Run | Crusher Run | Mixed crushed stone and fines | Any/Multiple | 0-40 mm | Standard | Ton | Ton | Ton | 1 | 10 | 500 | 50 | Road base | Yes
ROAD-0004 | General Labor | Road Base | Bedding | Bedding Sand | Clean bedding sand | Any/Multiple | 0-5 mm | Standard | Ton | Ton | Ton | 1 | 10 | 500 | 50 | Paving bedding | Yes
ROAD-0005 | General Labor | Asphalt | Asphalt Mix | Hot Mix Asphalt | Dense graded asphalt concrete | Any/Multiple | 0-19 mm | Marshall | Ton | Ton | Ton | 1 | 10 | 500 | 50 | Road surfacing | Yes
ROAD-0006 | General Labor | Asphalt | Asphalt Mix | Asphalt Wearing Course | Premium wearing course mix | Any/Multiple | 0-12.5 mm | Marshall | Ton | Ton | Ton | 1 | 10 | 500 | 50 | Road surfacing | Yes
ROAD-0007 | General Labor | Asphalt | Asphalt Binder | Bitumen | Penetration grade paving bitumen | Any/Multiple | 60/70 | ASTM | Drum | Drum | Drum | 1 | 5 | 100 | 20 | Asphalt binder | Yes
ROAD-0008 | General Labor | Asphalt | Prime Coat | Cutback Bitumen | Prime coat bituminous material | Any/Multiple | MC-30 | ASTM | Drum | Drum | Drum | 1 | 5 | 100 | 20 | Prime coat | Yes
ROAD-0009 | General Labor | Asphalt | Tack Coat | Bitumen Emulsion | Cationic bitumen emulsion | Any/Multiple | CSS-1 | ASTM | Drum | Drum | Drum | 1 | 5 | 100 | 20 | Tack coat | Yes
ROAD-0010 | General Labor | Concrete | Paving | Concrete Paver | Interlocking concrete paving block | Any/Multiple | 80 mm | M40 | SFT | SFT | SFT | 1 | 10 | 500 | 50 | Road/parking paving | Yes
ROAD-0011 | General Labor | Concrete | Kerbs | Precast Kerbstone | Precast concrete kerb | Any/Multiple | 300 x 450 mm | M40 | Meter | Meter | Meter | 1 | 10 | 500 | 50 | Road kerb | Yes
ROAD-0012 | General Labor | Concrete | Kerbs | Mountable Kerb | Precast mountable kerb | Any/Multiple | Standard | M40 | Meter | Meter | Meter | 1 | 10 | 500 | 50 | Road kerb | Yes
ROAD-0013 | General Labor | Concrete | Drainage | Precast Drain Channel | Precast U-drain | Any/Multiple | 300 x 300 mm | M30 | Meter | Meter | Meter | 1 | 10 | 500 | 50 | Road drainage | Yes
ROAD-0014 | General Labor | Concrete | Drainage | Precast Concrete Slab | Drain cover slab | Any/Multiple | 600 x 600 mm | M30 | Nos | Nos | Nos | 1 | 1 | 20 | 3 | Drain cover | Yes
ROAD-0015 | General Labor | Concrete | Manholes | Manhole Ring | Precast concrete manhole ring | Any/Multiple | 900 mm dia | M30 | Nos | Nos | Nos | 1 | 1 | 20 | 3 | Manhole | Yes
ROAD-0016 | General Labor | Concrete | Manholes | Manhole Cover | Heavy-duty ductile iron cover | Any/Multiple | 600 mm | D400 | Nos | Nos | Nos | 1 | 1 | 20 | 3 | Road manhole | Yes
ROAD-0017 | General Labor | Concrete | Manholes | Manhole Frame | Ductile iron manhole frame | Any/Multiple | 600 mm | D400 | Nos | Nos | Nos | 1 | 1 | 20 | 3 | Road manhole | Yes
ROAD-0018 | Plumber | Drainage | Stormwater | HDPE Drainage Pipe | Corrugated HDPE drainage pipe | Any/Multiple | 300 mm | SN8 | Meter | Meter | Meter | 1 | 10 | 500 | 50 | Stormwater | Yes
ROAD-0019 | General Labor | Drainage | Stormwater | RCP Pipe | Reinforced concrete pipe | Any/Multiple | 600 mm | Class IV | Meter | Meter | Meter | 1 | 10 | 500 | 50 | Stormwater | Yes
ROAD-0020 | General Labor | Drainage | Stormwater | Concrete Catch Basin | Precast catch basin | Any/Multiple | 600 x 600 mm | M30 | Nos | Nos | Nos | 1 | 1 | 20 | 3 | Stormwater | Yes
ROAD-0021 | General Labor | Drainage | Culverts | Box Culvert | Precast reinforced concrete box culvert | Any/Multiple | 1200 x 1200 mm | M40 | Meter | Meter | Meter | 1 | 10 | 500 | 50 | Road crossing | Yes
ROAD-0022 | General Labor | Geotextiles | Separation | Nonwoven Geotextile | Needle-punched geotextile | Any/Multiple | 300 gsm | PET | Roll | Roll | Roll | 1 | 5 | 100 | 20 | Soil separation | Yes
ROAD-0023 | General Labor | Geotextiles | Reinforcement | Woven Geotextile | Woven polypropylene geotextile | Any/Multiple | 200 gsm | PP | Roll | Roll | Roll | 1 | 5 | 100 | 20 | Soil reinforcement | Yes
ROAD-0024 | General Labor | Geotextiles | Geogrid | Biaxial Geogrid | Polypropylene biaxial geogrid | Any/Multiple | 40 kN/m | PP | Roll | Roll | Roll | 1 | 5 | 100 | 20 | Ground reinforcement | Yes
ROAD-0025 | Painter | Traffic | Road Marking | Road Marking Paint | Reflective road marking paint | Any/Multiple | 20 L | Acrylic | Can | Can | Can | 1 | 5 | 100 | 20 | Road markings | Yes
ROAD-0026 | Painter | Traffic | Road Marking | Thermoplastic Road Marking | Hot-applied thermoplastic marking | Any/Multiple | 25 kg | Reflective | Bag | Bag | Bag | 1 | 5 | 100 | 20 | Durable road markings | Yes
ROAD-0027 | General Labor | Traffic | Signs | Traffic Sign Board | Retroreflective traffic sign | Any/Multiple | 600 x 600 mm | Class 1 | Nos | Nos | Nos | 1 | 1 | 20 | 3 | Road signage | Yes
ROAD-0028 | Steel Fixer | Traffic | Signs | Sign Post | Galvanized sign post | Any/Multiple | 2.5 m | GI | Nos | Nos | Nos | 1 | 1 | 20 | 3 | Road signage | Yes
ROAD-0029 | General Labor | Traffic | Safety | Traffic Cone | Reflective PVC traffic cone | Any/Multiple | 750 mm | PVC | Nos | Nos | Nos | 1 | 1 | 20 | 3 | Traffic control | Yes
ROAD-0030 | General Labor | Traffic | Safety | Delineator Post | Flexible roadside delineator | Any/Multiple | 1.2 m | HDPE | Nos | Nos | Nos | 1 | 1 | 20 | 3 | Road safety | Yes
ROAD-0031 | General Labor | Traffic | Barriers | Water Filled Barrier | Plastic road barrier | Any/Multiple | 1 m | HDPE | Nos | Nos | Nos | 1 | 1 | 20 | 3 | Traffic management | Yes
ROAD-0032 | Steel Fixer | Utilities | Bollards | Road Bollard | Galvanized steel bollard | Any/Multiple | 1000 mm | HDG | Nos | Nos | Nos | 1 | 1 | 20 | 3 | Roadside protection | Yes
ROAD-0033 | Steel Fixer | Utilities | Guardrails | W-Beam Guardrail | Galvanized W-beam safety barrier | Any/Multiple | 3.81 m | Z275 GI | Meter | Meter | Meter | 1 | 10 | 500 | 50 | Road safety | Yes
ROAD-0034 | Steel Fixer | Utilities | Expansion Joints | Bridge Expansion Joint | Modular bridge expansion joint | Any/Multiple | 100 mm | EPDM/Steel | Meter | Meter | Meter | 1 | 10 | 500 | 50 | Bridge works | Yes
LAND-0001 | General Labor | Hardscape | Pavers | Interlocking Paver | Concrete interlocking paver | Any/Multiple | 60 mm | M35 | SFT | SFT | SFT | 1 | 10 | 500 | 50 | Walkways | Yes
LAND-0002 | General Labor | Hardscape | Pavers | Heavy Duty Paver | Heavy-duty interlocking paver | Any/Multiple | 80 mm | M40 | SFT | SFT | SFT | 1 | 10 | 500 | 50 | Driveways | Yes
LAND-0003 | General Labor | Hardscape | Pavers | Permeable Paver | Permeable concrete paver | Any/Multiple | 80 mm | M40 | SFT | SFT | SFT | 1 | 10 | 500 | 50 | Stormwater paving | Yes
LAND-0004 | General Labor | Hardscape | Kerbs | Garden Kerb | Small precast landscape kerb | Any/Multiple | 100 x 200 mm | M25 | Meter | Meter | Meter | 1 | 10 | 500 | 50 | Landscape edging | Yes
LAND-0005 | General Labor | Hardscape | Edging | Plastic Lawn Edging | Flexible landscape edging | Any/Multiple | 100 mm | HDPE | Meter | Meter | Meter | 1 | 10 | 500 | 50 | Lawn edging | Yes
LAND-0006 | General Labor | Hardscape | Edging | Metal Lawn Edging | Galvanized landscape edging | Any/Multiple | 100 mm | GI | Meter | Meter | Meter | 1 | 10 | 500 | 50 | Lawn edging | Yes
LAND-0007 | General Labor | Soil | Topsoil | Topsoil | Screened fertile topsoil | Any/Multiple | Bulk | Landscape grade | Cubic Meter | Cubic Meter | Cubic Meter | 1 | 10 | 500 | 50 | Planting medium | Yes
LAND-0008 | General Labor | Soil | Compost | Organic Compost | Composted organic soil conditioner | Any/Multiple | 25 kg | Organic | Bag | Bag | Bag | 1 | 5 | 100 | 20 | Soil amendment | Yes
LAND-0009 | General Labor | Soil | Mulch | Wood Mulch | Decorative wood mulch | Any/Multiple | 50 L | Organic | Bag | Bag | Bag | 1 | 5 | 100 | 20 | Moisture retention | Yes
LAND-0010 | General Labor | Soil | Mulch | Bark Mulch | Bark mulch | Any/Multiple | 50 L | Organic | Bag | Bag | Bag | 1 | 5 | 100 | 20 | Landscape mulch | Yes
LAND-0011 | General Labor | Soil | Aggregates | Decorative Gravel | Washed decorative landscape gravel | Any/Multiple | 10-20 mm | Natural | Ton | Ton | Ton | 1 | 10 | 500 | 50 | Garden finish | Yes
LAND-0012 | General Labor | Soil | Aggregates | River Pebbles | Rounded decorative river pebbles | Any/Multiple | 50-100 mm | Natural | Ton | Ton | Ton | 1 | 10 | 500 | 50 | Garden feature | Yes
LAND-0013 | General Labor | Plants | Trees | Shade Tree | Landscape shade tree sapling | Any/Multiple | 2-3 m | Nursery | Nos | Nos | Nos | 1 | 1 | 20 | 3 | Landscape planting | Yes
LAND-0014 | General Labor | Plants | Shrubs | Ornamental Shrub | Container-grown ornamental shrub | Any/Multiple | 300 mm pot | Nursery | Nos | Nos | Nos | 1 | 1 | 20 | 3 | Landscape planting | Yes
LAND-0015 | General Labor | Plants | Hedges | Hedge Plant | Evergreen hedge plant | Any/Multiple | 300 mm pot | Nursery | Nos | Nos | Nos | 1 | 1 | 20 | 3 | Hedge planting | Yes
LAND-0016 | General Labor | Plants | Ground Cover | Ground Cover Plant | Low-growing ground cover | Any/Multiple | 100 mm pot | Nursery | Nos | Nos | Nos | 1 | 1 | 20 | 3 | Ground cover | Yes
LAND-0017 | General Labor | Plants | Palms | Landscape Palm | Container-grown palm | Any/Multiple | 2-3 m | Nursery | Nos | Nos | Nos | 1 | 1 | 20 | 3 | Landscape planting | Yes
LAND-0018 | General Labor | Plants | Grass | Turf Grass | Rolled lawn turf | Any/Multiple | Standard roll | Nursery | SFT | SFT | SFT | 1 | 10 | 500 | 50 | Lawn installation | Yes
LAND-0019 | General Labor | Plants | Grass | Grass Seed | Premium lawn seed mix | Any/Multiple | 1 kg | Certified | Kg | Kg | Kg | 1 | 10 | 500 | 50 | Lawn seeding | Yes
LAND-0020 | Plumber | Irrigation | Pipes | HDPE Irrigation Pipe | PE100 irrigation pipe | Any/Multiple | 32 mm | PN10 | Meter | Meter | Meter | 1 | 10 | 500 | 50 | Irrigation main | Yes
LAND-0021 | Plumber | Irrigation | Pipes | LDPE Irrigation Pipe | Low-density irrigation tubing | Any/Multiple | 16 mm | PN4 | Meter | Meter | Meter | 1 | 10 | 500 | 50 | Drip irrigation | Yes
LAND-0022 | Plumber | Irrigation | Drip | Dripline | Pressure-compensating dripline | Any/Multiple | 16 mm | 2 L/h | Meter | Meter | Meter | 1 | 10 | 500 | 50 | Plant irrigation | Yes
LAND-0023 | Plumber | Irrigation | Sprinklers | Pop-up Sprinkler | Gear-drive pop-up sprinkler | Any/Multiple | 1/2 inch | 4-8 m radius | Nos | Nos | Nos | 1 | 1 | 20 | 3 | Lawn irrigation | Yes
LAND-0024 | Plumber | Irrigation | Sprinklers | Impact Sprinkler | Impact sprinkler | Any/Multiple | 3/4 inch | Brass | Nos | Nos | Nos | 1 | 1 | 20 | 3 | Landscape irrigation | Yes
LAND-0025 | Plumber | Irrigation | Valves | Solenoid Valve | Automatic irrigation valve | Any/Multiple | 1 inch | 24 VAC | Nos | Nos | Nos | 1 | 1 | 20 | 3 | Irrigation control | Yes
LAND-0026 | Electrician | Irrigation | Controllers | Irrigation Controller | Multi-zone irrigation timer | Any/Multiple | 8 zone | 24 VAC | Nos | Nos | Nos | 1 | 1 | 20 | 3 | Irrigation control | Yes
LAND-0027 | Plumber | Irrigation | Filters | Disc Filter | Irrigation disc filter | Any/Multiple | 2 inch | 120 mesh | Nos | Nos | Nos | 1 | 1 | 20 | 3 | Drip system filtration | Yes
LAND-0028 | General Labor | Garden | Tools | Garden Hose | Flexible garden hose | Any/Multiple | 25 m | PVC reinforced | Roll | Roll | Roll | 1 | 5 | 100 | 20 | Garden watering | Yes
LAND-0029 | General Labor | Garden | Tools | Garden Hose Reel | Wall-mounted hose reel | Any/Multiple | 30 m | ABS/Steel | Nos | Nos | Nos | 1 | 1 | 20 | 3 | Hose storage | Yes
LAND-0030 | General Labor | Garden | Tools | Secateur | Bypass pruning secateur | Any/Multiple | 8 inch | Hardened steel | Nos | Nos | Nos | 1 | 1 | 20 | 3 | Pruning | Yes
LAND-0031 | General Labor | Garden | Tools | Pruning Saw | Folding pruning saw | Any/Multiple | 210 mm | Carbon steel | Nos | Nos | Nos | 1 | 1 | 20 | 3 | Pruning | Yes
LAND-0032 | General Labor | Garden | Fertilizers | NPK Fertilizer | Granular balanced fertilizer | Any/Multiple | 25 kg | NPK 15-15-15 | Bag | Bag | Bag | 1 | 5 | 100 | 20 | Plant nutrition | Yes
LAND-0033 | General Labor | Garden | Fertilizers | Urea Fertilizer | Granular nitrogen fertilizer | Any/Multiple | 50 kg | 46% N | Bag | Bag | Bag | 1 | 5 | 100 | 20 | Plant nutrition | Yes
LAND-0034 | Electrician | Garden | Lighting | Garden Bollard Light | Outdoor LED bollard light | Any/Multiple | 600 mm | IP65 | Nos | Nos | Nos | 1 | 1 | 20 | 3 | Landscape lighting | Yes
LAND-0035 | Electrician | Garden | Lighting | In-ground Uplight | LED landscape uplight | Any/Multiple | 12 W | IP67 | Nos | Nos | Nos | 1 | 1 | 20 | 3 | Landscape lighting | Yes
FIRE-0001 | Multiple Trades | Fire Protection | Fire Extinguishers | ABC Dry Powder Extinguisher | Portable dry powder fire extinguisher | Any/Multiple | 6 kg | ABC | Nos | Nos | Nos | 1 | 1 | 20 | 3 | Fire protection | Yes
FIRE-0002 | Multiple Trades | Fire Protection | Fire Extinguishers | CO2 Fire Extinguisher | Portable CO2 extinguisher | Any/Multiple | 5 kg | CO2 | Nos | Nos | Nos | 1 | 1 | 20 | 3 | Electrical fire protection | Yes
FIRE-0003 | Multiple Trades | Fire Protection | Fire Extinguishers | Foam Fire Extinguisher | Portable AFFF foam extinguisher | Any/Multiple | 9 L | AFFF | Nos | Nos | Nos | 1 | 1 | 20 | 3 | Class A/B protection | Yes
FIRE-0004 | Multiple Trades | Fire Protection | Fire Extinguishers | Wet Chemical Extinguisher | Kitchen wet chemical extinguisher | Any/Multiple | 6 L | Wet chemical | Nos | Nos | Nos | 1 | 1 | 20 | 3 | Kitchen fire protection | Yes
FIRE-0005 | Plumber | Fire Protection | Fire Hose Reels | Fire Hose Reel | Swinging hose reel assembly | Any/Multiple | 30 m | 19 mm | Set | Set | Set | 1 | 1 | 20 | 3 | Fire hose reel | Yes
FIRE-0006 | Plumber | Fire Protection | Fire Hydrants | Landing Valve | Fire hydrant landing valve | Any/Multiple | 2.5 inch | BS/UL | Nos | Nos | Nos | 1 | 1 | 20 | 3 | Hydrant system | Yes
FIRE-0007 | Steel Fixer | Fire Protection | Fire Hydrants | Hydrant Box | Fire hose/hydrant cabinet | Any/Multiple | Single | GI | Nos | Nos | Nos | 1 | 1 | 20 | 3 | Hydrant storage | Yes
FIRE-0008 | Plumber | Fire Protection | Fire Hydrants | Fire Hose | Canvas/rubber-lined fire hose | Any/Multiple | 2.5 inch x 30 m | UL listed | Roll | Roll | Roll | 1 | 5 | 100 | 20 | Hydrant hose | Yes
FIRE-0009 | Plumber | Fire Protection | Fire Hydrants | Branch Pipe Nozzle | Adjustable fire hose nozzle | Any/Multiple | 2.5 inch | Brass | Nos | Nos | Nos | 1 | 1 | 20 | 3 | Hydrant discharge | Yes
FIRE-0010 | Plumber | Fire Protection | Sprinklers | Pendent Sprinkler | Quick response pendent sprinkler | Any/Multiple | 1/2 inch | K80 | Nos | Nos | Nos | 1 | 1 | 20 | 3 | Automatic sprinkler | Yes
FIRE-0011 | Plumber | Fire Protection | Sprinklers | Upright Sprinkler | Quick response upright sprinkler | Any/Multiple | 1/2 inch | K80 | Nos | Nos | Nos | 1 | 1 | 20 | 3 | Automatic sprinkler | Yes
FIRE-0012 | Plumber | Fire Protection | Sprinklers | Sidewall Sprinkler | Horizontal sidewall sprinkler | Any/Multiple | 1/2 inch | K80 | Nos | Nos | Nos | 1 | 1 | 20 | 3 | Automatic sprinkler | Yes
FIRE-0013 | Plumber | Fire Protection | Sprinklers | Concealed Sprinkler | Concealed pendent sprinkler | Any/Multiple | 1/2 inch | K80 | Nos | Nos | Nos | 1 | 1 | 20 | 3 | Architectural sprinkler | Yes
FIRE-0014 | Plumber | Fire Protection | Sprinkler Accessories | Sprinkler Escutcheon | Decorative sprinkler escutcheon | Any/Multiple | 1/2 inch | SS/Chrome | Nos | Nos | Nos | 1 | 1 | 20 | 3 | Sprinkler finish | Yes
FIRE-0015 | Plumber | Fire Protection | Pipes | Fire Fighting GI Pipe | Galvanized steel fire pipe | Any/Multiple | 2 inch | SCH40 | Meter | Meter | Meter | 1 | 10 | 500 | 50 | Fire piping | Yes
FIRE-0016 | Plumber | Fire Protection | Pipes | Fire Fighting Black Steel Pipe | Black steel fire pipe | Any/Multiple | 4 inch | SCH40 | Meter | Meter | Meter | 1 | 10 | 500 | 50 | Fire piping | Yes
FIRE-0017 | Plumber | Fire Protection | Fittings | Fire Pipe Elbow | 90 degree fire pipe elbow | Any/Multiple | 2 inch | UL/FM | Nos | Nos | Nos | 1 | 1 | 20 | 3 | Fire piping | Yes
FIRE-0018 | Plumber | Fire Protection | Fittings | Fire Pipe Tee | Fire pipe tee | Any/Multiple | 2 inch | UL/FM | Nos | Nos | Nos | 1 | 1 | 20 | 3 | Fire piping | Yes
FIRE-0019 | Plumber | Fire Protection | Fittings | Fire Pipe Reducer | Concentric fire pipe reducer | Any/Multiple | 4 x 2 inch | UL/FM | Nos | Nos | Nos | 1 | 1 | 20 | 3 | Fire piping | Yes
FIRE-0020 | Plumber | Fire Protection | Valves | Butterfly Valve | Grooved butterfly valve | Any/Multiple | 4 inch | UL/FM | Nos | Nos | Nos | 1 | 1 | 20 | 3 | Fire isolation | Yes
FIRE-0021 | Plumber | Fire Protection | Valves | Gate Valve | OS&Y resilient gate valve | Any/Multiple | 4 inch | UL/FM | Nos | Nos | Nos | 1 | 1 | 20 | 3 | Fire isolation | Yes
FIRE-0022 | Plumber | Fire Protection | Valves | Check Valve | Alarm check/swing check valve | Any/Multiple | 4 inch | UL/FM | Nos | Nos | Nos | 1 | 1 | 20 | 3 | Backflow prevention | Yes
FIRE-0023 | Plumber | Fire Protection | Valves | Test & Drain Valve | Sprinkler test and drain assembly | Any/Multiple | 1 inch | UL/FM | Nos | Nos | Nos | 1 | 1 | 20 | 3 | Testing | Yes
FIRE-0024 | Plumber | Fire Protection | Valves | Pressure Reducing Valve | Fire service pressure reducing valve | Any/Multiple | 4 inch | UL/FM | Nos | Nos | Nos | 1 | 1 | 20 | 3 | Pressure control | Yes
FIRE-0025 | Electrician | Fire Protection | Alarm | Flow Switch | Waterflow alarm switch | Any/Multiple | 2 inch | UL/FM | Nos | Nos | Nos | 1 | 1 | 20 | 3 | Sprinkler alarm | Yes
FIRE-0026 | Electrician | Fire Protection | Alarm | Tamper Switch | Valve supervisory switch | Any/Multiple | 4 inch | UL/FM | Nos | Nos | Nos | 1 | 1 | 20 | 3 | Valve monitoring | Yes
FIRE-0027 | Electrician | Fire Protection | Alarm | Fire Alarm Control Panel | Addressable fire alarm panel | Any/Multiple | 2 loop | UL/EN54 | Nos | Nos | Nos | 1 | 1 | 20 | 3 | Fire alarm control | Yes
FIRE-0028 | Electrician | Fire Protection | Alarm | Smoke Detector | Addressable photoelectric smoke detector | Any/Multiple | Standard | EN54 | Nos | Nos | Nos | 1 | 1 | 20 | 3 | Fire detection | Yes
FIRE-0029 | Electrician | Fire Protection | Alarm | Heat Detector | Addressable heat detector | Any/Multiple | Standard | EN54 | Nos | Nos | Nos | 1 | 1 | 20 | 3 | Fire detection | Yes
FIRE-0030 | Electrician | Fire Protection | Alarm | Manual Call Point | Resettable manual call point | Any/Multiple | Standard | EN54 | Nos | Nos | Nos | 1 | 1 | 20 | 3 | Fire alarm | Yes
FIRE-0031 | Electrician | Fire Protection | Alarm | Fire Alarm Sounder | Addressable electronic sounder | Any/Multiple | 24 VDC | EN54 | Nos | Nos | Nos | 1 | 1 | 20 | 3 | Fire notification | Yes
FIRE-0032 | Electrician | Fire Protection | Alarm | Fire Alarm Strobe | Visual alarm beacon | Any/Multiple | 24 VDC | EN54 | Nos | Nos | Nos | 1 | 1 | 20 | 3 | Fire notification | Yes
FIRE-0033 | Plumber | Fire Protection | Pumps | Fire Pump | Electric motor driven fire pump | Any/Multiple | 1000 GPM | UL/FM | Set | Set | Set | 1 | 1 | 20 | 3 | Fire water supply | Yes
FIRE-0034 | Plumber | Fire Protection | Pumps | Jockey Pump | Automatic jockey pump | Any/Multiple | 30 GPM | UL/FM | Set | Set | Set | 1 | 1 | 20 | 3 | Pressure maintenance | Yes
FIRE-0035 | Plumber | Fire Protection | Pumps | Diesel Fire Pump | Diesel engine fire pump | Any/Multiple | 1000 GPM | UL/FM | Set | Set | Set | 1 | 1 | 20 | 3 | Fire water supply | Yes
FIRE-0036 | Electrician | Fire Protection | Pumps | Fire Pump Controller | Automatic fire pump controller | Any/Multiple | 415 V | UL/FM | Nos | Nos | Nos | 1 | 1 | 20 | 3 | Pump control | Yes
FIRE-0037 | Plumber | Fire Protection | Tanks | Fire Water Tank | Steel/GRP fire water tank | Any/Multiple | 100 m3 | NFPA | Set | Set | Set | 1 | 1 | 20 | 3 | Fire water storage | Yes
FIRE-0038 | Plumber | Fire Protection | Accessories | Fire Department Connection | Two-way fire department inlet | Any/Multiple | 4 inch | UL/FM | Nos | Nos | Nos | 1 | 1 | 20 | 3 | Fire brigade connection | Yes
SEC-0001 | Electrician | Security | CCTV | IP Bullet Camera | Outdoor IP camera | Any/Multiple | 4 MP | IP67 | Nos | Nos | Nos | 1 | 1 | 20 | 3 | CCTV surveillance | Yes
SEC-0002 | Electrician | Security | CCTV | IP Dome Camera | Indoor IP dome camera | Any/Multiple | 4 MP | IP66 | Nos | Nos | Nos | 1 | 1 | 20 | 3 | CCTV surveillance | Yes
SEC-0003 | Electrician | Security | CCTV | PTZ Camera | Motorized PTZ IP camera | Any/Multiple | 4 MP, 25x | IP66 | Nos | Nos | Nos | 1 | 1 | 20 | 3 | Long-range surveillance | Yes
SEC-0004 | Electrician | Security | CCTV | NVR | Network video recorder | Any/Multiple | 16 channel | H.265 | Nos | Nos | Nos | 1 | 1 | 20 | 3 | CCTV recording | Yes
SEC-0005 | Electrician | Security | CCTV | PoE Switch | Managed PoE network switch | Any/Multiple | 24 port | 802.3at | Nos | Nos | Nos | 1 | 1 | 20 | 3 | CCTV network | Yes
SEC-0006 | Electrician | Security | CCTV | CCTV Hard Drive | Surveillance-grade HDD | Any/Multiple | 8 TB | Surveillance | Nos | Nos | Nos | 1 | 1 | 20 | 3 | CCTV storage | Yes
SEC-0007 | Electrician | Security | CCTV | CCTV Monitor | Professional surveillance monitor | Any/Multiple | 24 inch | FHD | Nos | Nos | Nos | 1 | 1 | 20 | 3 | CCTV monitoring | Yes
SEC-0008 | Electrician | Security | Access Control | Access Control Panel | Networked access control panel | Any/Multiple | 4 door | TCP/IP | Nos | Nos | Nos | 1 | 1 | 20 | 3 | Door access | Yes
SEC-0009 | Electrician | Security | Access Control | Proximity Card Reader | RFID proximity reader | Any/Multiple | 13.56 MHz | MIFARE | Nos | Nos | Nos | 1 | 1 | 20 | 3 | Door access | Yes
SEC-0010 | Electrician | Security | Access Control | Biometric Fingerprint Reader | Fingerprint/RFID reader | Any/Multiple | TCP/IP | Biometric | Nos | Nos | Nos | 1 | 1 | 20 | 3 | Door access | Yes
SEC-0011 | Electrician | Security | Access Control | Magnetic Door Lock | Electromagnetic lock | Any/Multiple | 600 lb | Fail-safe | Nos | Nos | Nos | 1 | 1 | 20 | 3 | Door locking | Yes
SEC-0012 | Electrician | Security | Access Control | Electric Strike | Electric door strike | Any/Multiple | 12 VDC | Fail-safe | Nos | Nos | Nos | 1 | 1 | 20 | 3 | Door access | Yes
SEC-0013 | Electrician | Security | Access Control | Exit Push Button | Stainless steel exit button | Any/Multiple | Standard | SS | Nos | Nos | Nos | 1 | 1 | 20 | 3 | Door exit | Yes
SEC-0014 | Electrician | Security | Intercom | Video Door Station | IP video intercom outdoor station | Any/Multiple | IP65 | TCP/IP | Nos | Nos | Nos | 1 | 1 | 20 | 3 | Intercom | Yes
SEC-0015 | Electrician | Security | Intercom | Indoor Intercom Monitor | IP indoor video monitor | Any/Multiple | 7 inch | TCP/IP | Nos | Nos | Nos | 1 | 1 | 20 | 3 | Intercom | Yes
SEC-0016 | Electrician | Security | Intrusion | PIR Motion Detector | PIR intrusion detector | Any/Multiple | 12 m | Pet immune | Nos | Nos | Nos | 1 | 1 | 20 | 3 | Intrusion alarm | Yes
SEC-0017 | Electrician | Security | Intrusion | Magnetic Door Contact | Surface magnetic contact | Any/Multiple | Standard | NC | Nos | Nos | Nos | 1 | 1 | 20 | 3 | Intrusion alarm | Yes
SEC-0018 | Electrician | Security | Intrusion | Alarm Control Panel | Intrusion alarm control panel | Any/Multiple | 8 zone | 12 VDC | Nos | Nos | Nos | 1 | 1 | 20 | 3 | Intrusion alarm | Yes
SEC-0019 | Electrician | Security | Intrusion | Outdoor Siren | External alarm siren | Any/Multiple | 110 dB | 12 VDC | Nos | Nos | Nos | 1 | 1 | 20 | 3 | Intrusion alarm | Yes
SEC-0020 | Electrician | Low Voltage | Structured Cabling | Cat6 UTP Cable | 305 m box network cable | Any/Multiple | 305 m | Cat6 | Box | Box | Box | 1 | 5 | 100 | 20 | Data network | Yes
SEC-0021 | Electrician | Low Voltage | Structured Cabling | Cat6A UTP Cable | 305 m box network cable | Any/Multiple | 305 m | Cat6A | Box | Box | Box | 1 | 5 | 100 | 20 | High-speed network | Yes
SEC-0022 | Electrician | Low Voltage | Structured Cabling | Cat6 Patch Panel | 24-port patch panel | Any/Multiple | 24 port | Cat6 | Nos | Nos | Nos | 1 | 1 | 20 | 3 | Data network | Yes
SEC-0023 | Electrician | Low Voltage | Structured Cabling | Data Keystone Jack | RJ45 keystone jack | Any/Multiple | Cat6 | Cat6 | Nos | Nos | Nos | 1 | 1 | 20 | 3 | Data outlet | Yes
SEC-0024 | Electrician | Low Voltage | Structured Cabling | Faceplate | Dual-port data faceplate | Any/Multiple | 2 port | Cat6 | Nos | Nos | Nos | 1 | 1 | 20 | 3 | Data outlet | Yes
SEC-0025 | Electrician | Low Voltage | Fiber | Fiber Optic Cable | Single-mode fiber optic cable | Any/Multiple | 12 core | OS2 | Meter | Meter | Meter | 1 | 10 | 500 | 50 | Backbone network | Yes
SEC-0026 | Electrician | Low Voltage | Fiber | Fiber Patch Panel | Fiber termination panel | Any/Multiple | 24 port | OS2 | Nos | Nos | Nos | 1 | 1 | 20 | 3 | Fiber network | Yes
SEC-0027 | Electrician | Low Voltage | Fiber | SFP Module | Gigabit optical transceiver | Any/Multiple | 1.25 Gbps | SMF | Nos | Nos | Nos | 1 | 1 | 20 | 3 | Fiber uplink | Yes
SEC-0028 | Electrician | Low Voltage | PA System | PA Amplifier | Public address amplifier | Any/Multiple | 240 W | 100 V line | Nos | Nos | Nos | 1 | 1 | 20 | 3 | Public address | Yes
SEC-0029 | Electrician | Low Voltage | PA System | Ceiling Speaker | Flush ceiling speaker | Any/Multiple | 6 W | 100 V line | Nos | Nos | Nos | 1 | 1 | 20 | 3 | Public address | Yes
SEC-0030 | Electrician | Low Voltage | PA System | Horn Speaker | Outdoor horn loudspeaker | Any/Multiple | 30 W | IP66 | Nos | Nos | Nos | 1 | 1 | 20 | 3 | Public address | Yes
SEC-0031 | Electrician | Low Voltage | TV Distribution | TV Outlet | Coaxial TV outlet | Any/Multiple | 75 ohm | CATV | Nos | Nos | Nos | 1 | 1 | 20 | 3 | TV distribution | Yes
SEC-0032 | Electrician | Low Voltage | MATV/SMATV | Satellite Dish | Offset satellite dish | Any/Multiple | 1.2 m | Ku-band | Nos | Nos | Nos | 1 | 1 | 20 | 3 | Satellite TV | Yes
SEC-0033 | Electrician | Low Voltage | Clock System | Master Clock | Network synchronized master clock | Any/Multiple | 12 inch | NTP | Nos | Nos | Nos | 1 | 1 | 20 | 3 | Time system | Yes
SEC-0034 | Electrician | Low Voltage | Clock System | Digital Slave Clock | Network digital wall clock | Any/Multiple | 12 inch | PoE/NTP | Nos | Nos | Nos | 1 | 1 | 20 | 3 | Time system | Yes
SOLAR-0001 | Electrician | Solar PV | Panels | Monocrystalline Solar Panel | High-efficiency mono PV module | Any/Multiple | 550 W | Tier-1 | Nos | Nos | Nos | 1 | 1 | 20 | 3 | Solar generation | Yes
SOLAR-0002 | Electrician | Solar PV | Panels | Monocrystalline Solar Panel | Bifacial mono PV module | Any/Multiple | 580 W | Tier-1 | Nos | Nos | Nos | 1 | 1 | 20 | 3 | Solar generation | Yes
SOLAR-0003 | Electrician | Solar PV | Panels | Polycrystalline Solar Panel | Poly PV module | Any/Multiple | 330 W | Standard | Nos | Nos | Nos | 1 | 1 | 20 | 3 | Solar generation | Yes
SOLAR-0004 | Electrician | Solar PV | Inverters | On-Grid Inverter | Three-phase grid-tie inverter | Any/Multiple | 50 kW | IP65 | Nos | Nos | Nos | 1 | 1 | 20 | 3 | Solar conversion | Yes
SOLAR-0005 | Electrician | Solar PV | Inverters | Hybrid Inverter | Hybrid solar inverter | Any/Multiple | 10 kW | 48 VDC | Nos | Nos | Nos | 1 | 1 | 20 | 3 | Solar + battery | Yes
SOLAR-0006 | Electrician | Solar PV | Inverters | Off-Grid Inverter | Standalone solar inverter | Any/Multiple | 5 kW | 48 VDC | Nos | Nos | Nos | 1 | 1 | 20 | 3 | Off-grid power | Yes
SOLAR-0007 | Electrician | Solar PV | Inverters | Microinverter | Module-level microinverter | Any/Multiple | 2 kW | IP67 | Nos | Nos | Nos | 1 | 1 | 20 | 3 | Distributed PV | Yes
SOLAR-0008 | Steel Fixer | Solar PV | Mounting | Aluminium Solar Rail | PV mounting rail | Any/Multiple | 4.2 m | AL6005 | Meter | Meter | Meter | 1 | 10 | 500 | 50 | PV mounting | Yes
SOLAR-0009 | Steel Fixer | Solar PV | Mounting | Roof Solar Bracket | Roof mounting bracket | Any/Multiple | Standard | AL/SS | Set | Set | Set | 1 | 1 | 20 | 3 | PV mounting | Yes
SOLAR-0010 | Steel Fixer | Solar PV | Mounting | Ground Mount Structure | Galvanized ground mount structure | Any/Multiple | Standard | HDG steel | Set | Set | Set | 1 | 1 | 20 | 3 | PV mounting | Yes
SOLAR-0011 | Steel Fixer | Solar PV | Mounting | Mid Clamp | PV module mid clamp | Any/Multiple | 30-35 mm | AL/SS | Nos | Nos | Nos | 1 | 1 | 20 | 3 | PV mounting | Yes
SOLAR-0012 | Steel Fixer | Solar PV | Mounting | End Clamp | PV module end clamp | Any/Multiple | 30-35 mm | AL/SS | Nos | Nos | Nos | 1 | 1 | 20 | 3 | PV mounting | Yes
SOLAR-0013 | Electrician | Solar PV | Cabling | Solar DC Cable | UV-resistant PV cable | Any/Multiple | 1 x 6 mm2 | H1Z2Z2-K | Meter | Meter | Meter | 1 | 10 | 500 | 50 | PV DC wiring | Yes
SOLAR-0014 | Electrician | Solar PV | Cabling | MC4 Connector | PV cable connector pair | Any/Multiple | 4-6 mm2 | IP67 | Pair | Pair | Pair | 1 | 1 | 20 | 3 | PV connections | Yes
SOLAR-0015 | Electrician | Solar PV | Protection | DC Isolator | PV DC isolator switch | Any/Multiple | 32 A | 1000 VDC | Nos | Nos | Nos | 1 | 1 | 20 | 3 | PV protection | Yes
SOLAR-0016 | Electrician | Solar PV | Protection | DC Surge Protection Device | PV DC SPD | Any/Multiple | 2P | Type 2 | Nos | Nos | Nos | 1 | 1 | 20 | 3 | PV surge protection | Yes
SOLAR-0017 | Electrician | Solar PV | Protection | AC Surge Protection Device | AC SPD | Any/Multiple | 4P | Type 2 | Nos | Nos | Nos | 1 | 1 | 20 | 3 | AC surge protection | Yes
SOLAR-0018 | Electrician | Solar PV | Protection | String Combiner Box | PV DC combiner box | Any/Multiple | 12 string | IP65 | Nos | Nos | Nos | 1 | 1 | 20 | 3 | PV protection | Yes
SOLAR-0019 | Electrician | Solar PV | Monitoring | Solar Energy Meter | Bidirectional energy meter | Any/Multiple | 3 phase | Modbus | Nos | Nos | Nos | 1 | 1 | 20 | 3 | Energy monitoring | Yes
SOLAR-0020 | Electrician | Solar PV | Monitoring | PV Monitoring Gateway | Solar plant data logger | Any/Multiple | Ethernet | Modbus | Nos | Nos | Nos | 1 | 1 | 20 | 3 | PV monitoring | Yes
SOLAR-0021 | Electrician | Battery | Lithium Battery | LiFePO4 Battery | Lithium iron phosphate storage battery | Any/Multiple | 10 kWh | 51.2 V | Set | Set | Set | 1 | 1 | 20 | 3 | Energy storage | Yes
SOLAR-0022 | Electrician | Battery | Lithium Battery | LiFePO4 Battery | Lithium iron phosphate storage battery | Any/Multiple | 20 kWh | 51.2 V | Set | Set | Set | 1 | 1 | 20 | 3 | Energy storage | Yes
SOLAR-0023 | Electrician | Battery | Lead Acid | Tubular Battery | Deep-cycle tubular battery | Any/Multiple | 200 Ah | 12 V | Nos | Nos | Nos | 1 | 1 | 20 | 3 | Energy storage | Yes
SOLAR-0024 | Electrician | Battery | Protection | Battery Fuse | DC battery fuse | Any/Multiple | 200 A | DC | Nos | Nos | Nos | 1 | 1 | 20 | 3 | Battery protection | Yes
SOLAR-0025 | Steel Fixer | Battery | Accessories | Battery Rack | Steel battery rack | Any/Multiple | 4-tier | Powder coated | Set | Set | Set | 1 | 1 | 20 | 3 | Battery installation | Yes
SOLAR-0026 | Plumber | Solar Water Heating | Solar Water Heater | Evacuated Tube Solar Heater | Solar hot water system | Any/Multiple | 200 L | SS304 | Set | Set | Set | 1 | 1 | 20 | 3 | Solar water heating | Yes
SOLAR-0027 | Plumber | Solar Water Heating | Solar Water Heater | Flat Plate Solar Collector | Flat plate solar collector | Any/Multiple | 2 m2 | Selective coating | Nos | Nos | Nos | 1 | 1 | 20 | 3 | Solar water heating | Yes
SOLAR-0028 | Plumber | Solar Water Heating | Accessories | Solar Circulation Pump | Solar thermal circulation pump | Any/Multiple | 25-60 | 230 VAC | Nos | Nos | Nos | 1 | 1 | 20 | 3 | Solar water heating | Yes
SOLAR-0029 | Electrician | Wind | Small Wind | Small Wind Turbine | Horizontal-axis wind turbine | Any/Multiple | 3 kW | Permanent magnet | Set | Set | Set | 1 | 1 | 20 | 3 | Small-scale renewable | Yes
SOLAR-0030 | Electrician | Wind | Controllers | Wind Charge Controller | Wind turbine controller | Any/Multiple | 3 kW | 48 VDC | Nos | Nos | Nos | 1 | 1 | 20 | 3 | Wind power control | Yes
SCAF-0001 | General Labor | Scaffolding | Frames | H-Frame Scaffolding | Steel H-frame scaffold | Any/Multiple | 1.7 x 1.2 m | Q235 | Nos | Nos | Nos | 1 | 1 | 20 | 3 | Access scaffolding | Yes
SCAF-0002 | General Labor | Scaffolding | Frames | Walk-through Frame | Walk-through scaffold frame | Any/Multiple | 1.5 x 1.2 m | Q235 | Nos | Nos | Nos | 1 | 1 | 20 | 3 | Access scaffolding | Yes
SCAF-0003 | General Labor | Scaffolding | Tubes | Scaffold Tube | Hot-dip galvanized scaffold tube | Any/Multiple | 48.3 x 3.2 mm | EN39 | Meter | Meter | Meter | 1 | 10 | 500 | 50 | Tube-and-fitting scaffold | Yes
SCAF-0004 | General Labor | Scaffolding | Couplers | Right Angle Coupler | Fixed 90-degree scaffold coupler | Any/Multiple | 48.3 mm | Pressed steel | Nos | Nos | Nos | 1 | 1 | 20 | 3 | Tube connection | Yes
SCAF-0005 | General Labor | Scaffolding | Couplers | Swivel Coupler | 360-degree swivel scaffold coupler | Any/Multiple | 48.3 mm | Pressed steel | Nos | Nos | Nos | 1 | 1 | 20 | 3 | Tube connection | Yes
SCAF-0006 | General Labor | Scaffolding | Couplers | Putlog Coupler | Putlog scaffold coupler | Any/Multiple | 48.3 mm | Pressed steel | Nos | Nos | Nos | 1 | 1 | 20 | 3 | Tube connection | Yes
SCAF-0007 | General Labor | Scaffolding | Couplers | Sleeve Coupler | Internal sleeve coupler | Any/Multiple | 48.3 mm | Pressed steel | Nos | Nos | Nos | 1 | 1 | 20 | 3 | Tube extension | Yes
SCAF-0008 | General Labor | Scaffolding | Base | Base Jack | Adjustable scaffold base jack | Any/Multiple | 600 mm | Q235 | Nos | Nos | Nos | 1 | 1 | 20 | 3 | Level adjustment | Yes
SCAF-0009 | General Labor | Scaffolding | Base | U Head Jack | Adjustable U-head jack | Any/Multiple | 600 mm | Q235 | Nos | Nos | Nos | 1 | 1 | 20 | 3 | Formwork support | Yes
SCAF-0010 | General Labor | Scaffolding | Base | Screw Jack | Adjustable screw jack | Any/Multiple | 600 mm | Q235 | Nos | Nos | Nos | 1 | 1 | 20 | 3 | Scaffold support | Yes
SCAF-0011 | General Labor | Scaffolding | Access | Steel Scaffold Plank | Galvanized steel scaffold plank | Any/Multiple | 2.0 m | 1.5 mm GI | Nos | Nos | Nos | 1 | 1 | 20 | 3 | Working platform | Yes
SCAF-0012 | General Labor | Scaffolding | Access | Scaffold Ladder | Steel access ladder | Any/Multiple | 2.0 m | Q235 | Nos | Nos | Nos | 1 | 1 | 20 | 3 | Scaffold access | Yes
SCAF-0013 | General Labor | Scaffolding | Access | Stair Tower Step | Modular scaffold stair flight | Any/Multiple | 2.0 m | Q235 | Nos | Nos | Nos | 1 | 1 | 20 | 3 | Safe access | Yes
SCAF-0014 | General Labor | Scaffolding | Safety | Toe Board | Steel scaffold toe board | Any/Multiple | 150 mm | GI | Meter | Meter | Meter | 1 | 10 | 500 | 50 | Fall protection | Yes
SCAF-0015 | General Labor | Scaffolding | Safety | Guardrail | Steel scaffold guardrail | Any/Multiple | 1.5 m | GI | Nos | Nos | Nos | 1 | 1 | 20 | 3 | Fall protection | Yes
SCAF-0016 | General Labor | Scaffolding | Safety | Scaffold Net | Debris/safety net | Any/Multiple | 2 x 50 m | HDPE | Roll | Roll | Roll | 1 | 5 | 100 | 20 | Fall/debris protection | Yes
SCAF-0017 | General Labor | Scaffolding | Accessories | Caster Wheel | Heavy-duty scaffold caster | Any/Multiple | 200 mm | PU/Steel | Nos | Nos | Nos | 1 | 1 | 20 | 3 | Mobile scaffold | Yes
SCAF-0018 | General Labor | Scaffolding | Accessories | Wall Tie | Scaffold wall tie assembly | Any/Multiple | 300 mm | GI | Nos | Nos | Nos | 1 | 1 | 20 | 3 | Scaffold stability | Yes
SCAF-0019 | Carpenter | Formwork | Plywood | Film Faced Plywood | Phenolic film faced shuttering plywood | Any/Multiple | 18 mm | WBP | Sheet | Sheet | Sheet | 1 | 5 | 100 | 20 | Concrete formwork | Yes
SCAF-0020 | Carpenter | Formwork | Plywood | Marine Plywood | Marine grade formwork plywood | Any/Multiple | 18 mm | BWP | Sheet | Sheet | Sheet | 1 | 5 | 100 | 20 | Formwork | Yes
SCAF-0021 | Carpenter | Formwork | Plywood | Plastic Formwork Panel | Reusable plastic formwork panel | Any/Multiple | 600 x 1200 mm | PP | Sheet | Sheet | Sheet | 1 | 5 | 100 | 20 | Reusable formwork | Yes
SCAF-0022 | Carpenter | Formwork | Timber | Formwork Timber | Structural softwood formwork timber | Any/Multiple | 50 x 100 mm | C24 | Meter | Meter | Meter | 1 | 10 | 500 | 50 | Formwork framing | Yes
SCAF-0023 | Carpenter | Formwork | Timber | Formwork Batten | Timber formwork batten | Any/Multiple | 50 x 50 mm | C24 | Meter | Meter | Meter | 1 | 10 | 500 | 50 | Formwork framing | Yes
SCAF-0024 | Steel Fixer | Formwork | Steel | Steel Soldier Beam | Steel formwork soldier beam | Any/Multiple | 3.0 m | Q235 | Nos | Nos | Nos | 1 | 1 | 20 | 3 | Heavy formwork | Yes
SCAF-0025 | Steel Fixer | Formwork | Steel | Adjustable Steel Prop | Telescopic steel formwork prop | Any/Multiple | 2.0-3.5 m | Q235 | Nos | Nos | Nos | 1 | 1 | 20 | 3 | Slab support | Yes
SCAF-0026 | Steel Fixer | Formwork | Steel | Heavy Duty Prop | Heavy-duty telescopic prop | Any/Multiple | 2.0-4.0 m | Q235 | Nos | Nos | Nos | 1 | 1 | 20 | 3 | Slab support | Yes
SCAF-0027 | Carpenter | Formwork | Aluminium | Aluminium Formwork Panel | Modular aluminium form panel | Any/Multiple | Standard | 6061-T6 | Sheet | Sheet | Sheet | 1 | 5 | 100 | 20 | System formwork | Yes
SCAF-0028 | Steel Fixer | Formwork | Ties | Tie Rod | Formwork tie rod | Any/Multiple | 16 mm x 1 m | Grade 4.6 | Nos | Nos | Nos | 1 | 1 | 20 | 3 | Wall formwork | Yes
SCAF-0029 | Steel Fixer | Formwork | Ties | Wing Nut | Formwork tie wing nut | Any/Multiple | 90 mm | Ductile iron | Nos | Nos | Nos | 1 | 1 | 20 | 3 | Tie rod accessory | Yes
SCAF-0030 | Steel Fixer | Formwork | Ties | PVC Water Stopper Cone | Formwork tie cone | Any/Multiple | 50 mm | PVC | Nos | Nos | Nos | 1 | 1 | 20 | 3 | Tie rod sealing | Yes
SCAF-0031 | Steel Fixer | Formwork | Ties | PVC Tie Sleeve | Formwork tie sleeve | Any/Multiple | 20 mm | PVC | Meter | Meter | Meter | 1 | 10 | 500 | 50 | Tie protection | Yes
SCAF-0032 | Carpenter | Formwork | Release | Form Release Agent | Concrete form release oil | Any/Multiple | 20 L | Chemical | Can | Can | Can | 1 | 5 | 100 | 20 | Easy stripping | Yes
SCAF-0033 | Carpenter | Formwork | Release | Water Based Release Agent | Water-based form release agent | Any/Multiple | 20 L | Chemical | Can | Can | Can | 1 | 5 | 100 | 20 | Formwork release | Yes
SCAF-0034 | Carpenter | Formwork | Jointing | Formwork Foam Tape | Self-adhesive formwork joint tape | Any/Multiple | 25 mm x 10 m | PE foam | Roll | Roll | Roll | 1 | 5 | 100 | 20 | Concrete leakage control | Yes
SCAF-0035 | Carpenter | Formwork | Accessories | Chamfer Strip | PVC chamfer strip | Any/Multiple | 20 x 20 mm | PVC | Meter | Meter | Meter | 1 | 10 | 500 | 50 | Concrete edge treatment | Yes
SCAF-0036 | Carpenter | Formwork | Accessories | Formwork Wedge Pin | Steel wedge pin | Any/Multiple | Standard | Q235 | Nos | Nos | Nos | 1 | 1 | 20 | 3 | Panel connection | Yes
IND-0001 | Welder | Industrial | Steel | MS Angle | Mild steel equal angle | Any/Multiple | 50 x 50 x 6 mm | SS400 | Meter | Meter | Meter | 1 | 10 | 500 | 50 | Fabrication steel | Yes
IND-0002 | Welder | Industrial | Steel | MS Channel | Mild steel channel | Any/Multiple | 100 x 50 mm | SS400 | Meter | Meter | Meter | 1 | 10 | 500 | 50 | Fabrication steel | Yes
IND-0003 | Welder | Industrial | Steel | MS Flat Bar | Mild steel flat bar | Any/Multiple | 50 x 6 mm | SS400 | Meter | Meter | Meter | 1 | 10 | 500 | 50 | Fabrication steel | Yes
IND-0004 | Welder | Industrial | Steel | MS Plate | Mild steel plate | Any/Multiple | 6 mm | SS400 | Sheet | Sheet | Sheet | 1 | 5 | 100 | 20 | Fabrication steel | Yes
IND-0005 | Welder | Industrial | Steel | GI Sheet | Galvanized steel sheet | Any/Multiple | 1.2 mm | Z275 | Sheet | Sheet | Sheet | 1 | 5 | 100 | 20 | Fabrication/cladding | Yes
IND-0006 | Welder | Industrial | Stainless Steel | SS Sheet | Stainless steel sheet | Any/Multiple | 1.5 mm | SS304 | Sheet | Sheet | Sheet | 1 | 5 | 100 | 20 | Industrial fabrication | Yes
IND-0007 | Welder | Industrial | Stainless Steel | SS Pipe | Stainless steel welded pipe | Any/Multiple | 2 inch | SS304 | Meter | Meter | Meter | 1 | 10 | 500 | 50 | Industrial piping | Yes
IND-0008 | Welder | Industrial | Fasteners | Hex Bolt | High tensile hex bolt with nut | Any/Multiple | M16 x 50 mm | Grade 8.8 | Box | Box | Box | 1 | 5 | 100 | 20 | Structural fastening | Yes
IND-0009 | Steel Fixer | Industrial | Fasteners | Anchor Bolt | Heavy-duty wedge anchor | Any/Multiple | M16 x 150 mm | Grade 8.8 | Box | Box | Box | 1 | 5 | 100 | 20 | Structural anchoring | Yes
IND-0010 | Welder | Industrial | Fasteners | Threaded Rod | Galvanized threaded rod | Any/Multiple | M12 x 1 m | Grade 4.6 | Meter | Meter | Meter | 1 | 10 | 500 | 50 | MEP suspension | Yes
IND-0011 | Welder | Industrial | Welding | Welding Electrode | Mild steel welding electrode | Any/Multiple | 3.2 mm | E6013 | Box | Box | Box | 1 | 5 | 100 | 20 | Arc welding | Yes
IND-0012 | Welder | Industrial | Welding | Welding Electrode | Low hydrogen electrode | Any/Multiple | 3.2 mm | E7018 | Box | Box | Box | 1 | 5 | 100 | 20 | Structural welding | Yes
IND-0013 | Welder | Industrial | Welding | Cutting Disc | Abrasive metal cutting disc | Any/Multiple | 115 x 1.0 mm | A60 | Box | Box | Box | 1 | 5 | 100 | 20 | Metal cutting | Yes
IND-0014 | Welder | Industrial | Welding | Grinding Disc | Abrasive grinding disc | Any/Multiple | 115 x 6 mm | A24 | Box | Box | Box | 1 | 5 | 100 | 20 | Metal grinding | Yes
IND-0015 | Painter | Industrial | Paint | Epoxy Primer | Two-component epoxy metal primer | Any/Multiple | 20 L | Epoxy | Kit | Kit | Kit | 1 | 1 | 20 | 3 | Industrial coating | Yes
IND-0016 | Painter | Industrial | Paint | Polyurethane Topcoat | Two-component PU topcoat | Any/Multiple | 20 L | PU | Kit | Kit | Kit | 1 | 1 | 20 | 3 | Industrial coating | Yes
IND-0017 | Plumber | Industrial | Pipes | Carbon Steel Pipe | Seamless carbon steel pipe | Any/Multiple | 2 inch | ASTM A106 | Meter | Meter | Meter | 1 | 10 | 500 | 50 | Industrial piping | Yes
IND-0018 | Plumber | Industrial | Pipes | Carbon Steel Pipe | ERW carbon steel pipe | Any/Multiple | 4 inch | ASTM A53 | Meter | Meter | Meter | 1 | 10 | 500 | 50 | Industrial piping | Yes
IND-0019 | Plumber | Industrial | Valves | Ball Valve | Industrial full-port ball valve | Any/Multiple | 2 inch | SS/CS | Nos | Nos | Nos | 1 | 1 | 20 | 3 | Process piping | Yes
IND-0020 | Plumber | Industrial | Valves | Gate Valve | Industrial gate valve | Any/Multiple | 4 inch | Cast iron | Nos | Nos | Nos | 1 | 1 | 20 | 3 | Process piping | Yes
IND-0021 | Plumber | Industrial | Valves | Globe Valve | Industrial globe valve | Any/Multiple | 2 inch | Cast steel | Nos | Nos | Nos | 1 | 1 | 20 | 3 | Process piping | Yes
IND-0022 | Plumber | Industrial | Valves | Check Valve | Wafer check valve | Any/Multiple | 4 inch | Cast iron | Nos | Nos | Nos | 1 | 1 | 20 | 3 | Process piping | Yes
IND-0023 | HVAC Technician | MEP | HVAC | Copper Refrigeration Pipe | AC copper pipe coil | Any/Multiple | 3/8 inch | ASTM B280 | Roll | Roll | Roll | 1 | 5 | 100 | 20 | Refrigerant piping | Yes
IND-0024 | HVAC Technician | MEP | HVAC | Copper Refrigeration Pipe | AC copper pipe coil | Any/Multiple | 5/8 inch | ASTM B280 | Roll | Roll | Roll | 1 | 5 | 100 | 20 | Refrigerant piping | Yes
IND-0025 | HVAC Technician | MEP | HVAC | PVC Condensate Pipe | AC condensate drain pipe | Any/Multiple | 25 mm | uPVC | Meter | Meter | Meter | 1 | 10 | 500 | 50 | Condensate drainage | Yes
IND-0026 | HVAC Technician | MEP | HVAC | Flexible Duct | Insulated flexible air duct | Any/Multiple | 200 mm | Class 1 | Meter | Meter | Meter | 1 | 10 | 500 | 50 | Air distribution | Yes
IND-0027 | HVAC Technician | MEP | HVAC | GI Duct Sheet | Galvanized HVAC duct sheet | Any/Multiple | 0.8 mm | Z275 | Sheet | Sheet | Sheet | 1 | 5 | 100 | 20 | Duct fabrication | Yes
IND-0028 | HVAC Technician | MEP | HVAC | Duct Insulation | Elastomeric rubber duct insulation | Any/Multiple | 25 mm | Class O | SFT | SFT | SFT | 1 | 10 | 500 | 50 | Duct insulation | Yes
IND-0029 | HVAC Technician | MEP | HVAC | Volume Control Damper | GI volume control damper | Any/Multiple | 300 x 300 mm | GI | Nos | Nos | Nos | 1 | 1 | 20 | 3 | Air balancing | Yes
IND-0030 | HVAC Technician | MEP | HVAC | Fire Damper | Fire-rated duct damper | Any/Multiple | 300 x 300 mm | 2 hr | Nos | Nos | Nos | 1 | 1 | 20 | 3 | Fire/smoke protection | Yes
IND-0031 | Electrician | MEP | Electrical | MCB | Miniature circuit breaker | Any/Multiple | 16 A, 1P | C curve | Nos | Nos | Nos | 1 | 1 | 20 | 3 | Circuit protection | Yes
IND-0032 | Electrician | MEP | Electrical | MCCB | Molded case circuit breaker | Any/Multiple | 250 A, 4P | 36 kA | Nos | Nos | Nos | 1 | 1 | 20 | 3 | Feeder protection | Yes
IND-0033 | Electrician | MEP | Electrical | RCCB | Residual current circuit breaker | Any/Multiple | 63 A, 4P | 30 mA | Nos | Nos | Nos | 1 | 1 | 20 | 3 | Shock protection | Yes
IND-0034 | Electrician | MEP | Electrical | Contactor | AC contactor | Any/Multiple | 25 A | AC-3 | Nos | Nos | Nos | 1 | 1 | 20 | 3 | Motor/control switching | Yes
IND-0035 | Electrician | MEP | Electrical | Overload Relay | Thermal overload relay | Any/Multiple | 18-25 A | Class 10 | Nos | Nos | Nos | 1 | 1 | 20 | 3 | Motor protection | Yes
IND-0036 | Electrician | MEP | Electrical | Cable Tray | Perforated GI cable tray | Any/Multiple | 300 x 50 mm | HDG | Meter | Meter | Meter | 1 | 10 | 500 | 50 | Cable management | Yes
IND-0037 | Electrician | MEP | Electrical | Cable Ladder | Hot-dip galvanized cable ladder | Any/Multiple | 450 x 100 mm | HDG | Meter | Meter | Meter | 1 | 10 | 500 | 50 | Power cable support | Yes
IND-0038 | Electrician | MEP | Electrical | Busbar Trunking | Low-voltage busbar trunking | Any/Multiple | 400 A | 415 V | Meter | Meter | Meter | 1 | 10 | 500 | 50 | Power distribution | Yes
IND-0039 | Electrician | MEP | Electrical | Distribution Board | TPN distribution board | Any/Multiple | 12 way | IP42 | Nos | Nos | Nos | 1 | 1 | 20 | 3 | Electrical distribution | Yes
IND-0040 | Electrician | MEP | Electrical | Panel Enclosure | Floor-standing electrical enclosure | Any/Multiple | 800 x 600 x 250 mm | IP54 | Nos | Nos | Nos | 1 | 1 | 20 | 3 | Electrical panel | Yes
IND-0041 | Plumber | MEP | Plumbing | PPR Pipe | Polypropylene random copolymer pipe | Any/Multiple | 25 mm | PN20 | Meter | Meter | Meter | 1 | 10 | 500 | 50 | Hot/cold water | Yes
IND-0042 | Plumber | MEP | Plumbing | PPR Elbow | PPR 90-degree elbow | Any/Multiple | 25 mm | PN20 | Nos | Nos | Nos | 1 | 1 | 20 | 3 | Pipe fitting | Yes
IND-0043 | Plumber | MEP | Plumbing | PPR Tee | PPR equal tee | Any/Multiple | 25 mm | PN20 | Nos | Nos | Nos | 1 | 1 | 20 | 3 | Pipe fitting | Yes
IND-0044 | Plumber | MEP | Plumbing | PPR Ball Valve | PPR ball valve | Any/Multiple | 25 mm | PN20 | Nos | Nos | Nos | 1 | 1 | 20 | 3 | Water isolation | Yes
IND-0045 | Plumber | MEP | Plumbing | UPVC Pressure Pipe | UPVC pressure pipe | Any/Multiple | 50 mm | PN10 | Meter | Meter | Meter | 1 | 10 | 500 | 50 | Cold water/service | Yes
IND-0046 | Plumber | MEP | Plumbing | UPVC Drain Pipe | UPVC drainage pipe | Any/Multiple | 110 mm | SN4 | Meter | Meter | Meter | 1 | 10 | 500 | 50 | Drainage | Yes
IND-0047 | Plumber | MEP | Plumbing | Floor Drain | Heavy-duty floor drain | Any/Multiple | 150 x 150 mm | SS304 | Nos | Nos | Nos | 1 | 1 | 20 | 3 | Drainage | Yes
IND-0048 | Plumber | MEP | Pumps | Transfer Pump | Centrifugal water transfer pump | Any/Multiple | 5 HP | Cast iron | Set | Set | Set | 1 | 1 | 20 | 3 | Water transfer | Yes
IND-0049 | Plumber | MEP | Pumps | Booster Pump Set | Variable-speed booster pump set | Any/Multiple | 10 m3/h | SS/CI | Set | Set | Set | 1 | 1 | 20 | 3 | Water boosting | Yes
IND-0050 | Plumber | MEP | Pumps | Sump Pump | Submersible drainage pump | Any/Multiple | 2 HP | SS/CI | Set | Set | Set | 1 | 1 | 20 | 3 | Sump drainage | Yes

## Units Master
Unit ID | Unit | Type
U001 | Piece | Count
U002 | Bag | Packaging
U003 | Kg | Weight
U004 | Gram | Weight
U005 | Ton | Weight
U006 | Meter | Length
U007 | Running Foot | Length
U008 | CFT | Volume
U009 | Cubic Meter | Volume
U010 | SFT | Area
U011 | Liter | Volume
U012 | Gallon | Volume
U013 | Roll | Packaging
U014 | Box | Packaging
U015 | Pack | Packaging
U016 | Set | Set
U017 | Pair | Pair
U018 | Sheet | Sheet
U019 | Tube | Container
U020 | Can | Container
U021 | Bundle | Packaging
U022 | Coil | Packaging
U023 | Length | Packaging
U024 | Slab | Packaging
U025 | Drum | Container
U026 | Truck | Packaging
U027 | Meter Square | Area
U028 | Square Meter | Area
U029 | Litre | Volume
U031 | Kit | Set
U033 | Lot | Packaging

## Trade Master
Trade ID | Trade Name
T001 | Mason
T002 | Electrician
T003 | Plumber
T004 | Carpenter
T005 | Painter
T006 | Steel Fixer
T007 | Tile Fixer
T008 | HVAC Technician
T009 | Welder
T010 | General Labor
T011 | Multiple Trades

## Category Master
Category Group | Category | Subcategory
Masonry & Civil | Cement & Binding | Cement
Masonry & Civil | Bricks | Clay Bricks / Fly Ash Bricks / Fire Bricks
Masonry & Civil | Blocks | Concrete Blocks / AAC Blocks
Masonry & Civil | Sand | River Sand / Crush Sand / Plaster Sand
Masonry & Civil | Aggregates | Coarse Aggregate (10/20/40mm)
Masonry & Civil | Concrete | Ready-mix / Site-mix
Masonry & Civil | Reinforcement | Rebar / Binding Wire
Masonry & Civil | Waterproofing | Membrane / Coating / Waterstop
Masonry & Civil | Tiles | Floor Tile / Wall Tile / Porcelain Tile
Masonry & Civil | Marble & Granite | Marble / Granite
Masonry & Civil | Flooring | Vinyl / Laminate
Masonry & Civil | Roofing | Metal Sheet / Membrane
Masonry & Civil | Formwork / Shuttering | Plywood / Props / Scaffolding
Masonry & Civil | Construction Chemicals | Adhesive / Grout / Bonding / Curing
Mason Tools | Hand Tools | Trowel / Chisel
Mason Tools | Measuring Tools | Level / Tape / Plumb Bob / Line
Mason Tools | Mixing Tools | Wheelbarrow / Concrete Mixer
Mason Tools | Finishing Tools | Notched Trowel
Electrical | Electrical Cables | Copper Wire
Electrical | Conduits | PVC Conduit
Electrical | Switches / Sockets | 1-Gang / 2-Gang / 13A Socket
Electrical | Distribution Boards | MCB / RCCB / DB
Electrical | Lighting | LED Bulb / Tube / Panel
Electrical | Electrical Boxes | Junction Box / Switch Box
Electrical | CCTV | Camera / DVR
Electrical | Electrical Tools | Wire Stripper / Multimeter
Electrical | Electrical Consumables | Insulation Tape
Plumbing | PPRC Pipes | 20mm / 25mm
Plumbing | PVC Pipes | Drainage Pipe
Plumbing | UPVC Pipes | Pressure Pipe
Plumbing | GI Pipes | Medium Class
Plumbing | Pipe Fittings | Elbow / Tee / Coupling / Reducer
Plumbing | Valves | Ball / Gate / Check Valve
Plumbing | Water Tanks | Plastic Tank
Plumbing | Sanitary Ware | Basin / Toilet Seat
Plumbing | Faucets | Basin Mixer / Kitchen Mixer / Bib Cock
Plumbing | Drainage | Floor Trap
Plumbing | Plumbing Tools | Pipe Wrench
Plumbing | Plumbing Consumables | Teflon Tape
General Construction | Nails / Screws / Bolts | Fasteners
General Construction | Anchors | Wall Anchor
General Construction | Adhesives / Sealants | Multi-purpose / Silicone
General Construction | Tapes / Ropes | Cloth Tape / Nylon Rope
General Construction | Plastic Sheets / Tarpaulin | Covering material
Safety / PPE | Helmets | Safety Helmet
Safety / PPE | Safety Shoes | Steel Toe Shoes
Safety / PPE | Gloves | Hand Gloves
Safety / PPE | Goggles / Face Shields | Eye Protection
Safety / PPE | Masks / Respirators | Respiratory Protection
Safety / PPE | Ear Protection | Ear Plugs
Safety / PPE | Safety Harnesses | Fall Protection
Safety / PPE | Reflective Vests | Visibility
Safety / PPE | First Aid | First Aid Kit
Masonry & Civil | Bricks | Clay Bricks
Masonry & Civil | Aggregates | Coarse Aggregate
Masonry & Civil | Reinforcement | Binding Wire / Spacer
Masonry & Civil | Reinforcement | Rebar
Masonry & Civil | Reinforcement | Welded Mesh
Masonry & Civil | Formwork | Plywood / Props / Scaffolding
Electrical | Electrical Cables | Copper Cable
Electrical | Conduits | PVC Conduit Fittings
Electrical | Switches | 1-Gang
Electrical | Switches | 2-Gang
Electrical | Switches | 3-Gang
Electrical | Switches | 4-Gang
Electrical | Sockets | Socket Outlet
Electrical | Distribution Boards | Distribution Board
Electrical | Distribution Boards | MCB
Electrical | Distribution Boards | MCCB
Electrical | Lighting | Flood Light
Electrical | Lighting | LED Bulb
Electrical | Lighting | LED Panel
Plumbing | PPRC Pipes | PPRC Pipe
Plumbing | Pipe Fittings | PPRC Fittings
Plumbing | Pipe Fittings | PVC Fittings
Plumbing | Valves | Angle Valve
Plumbing | Valves | Ball Valve
Plumbing | Valves | Butterfly Valve
Plumbing | Valves | Check Valve
Plumbing | Valves | Gate Valve
Plumbing | Sanitary Ware | Basin / Toilet / Drainage
General Construction | Nails / Screws / Bolts | Nails
General Construction | Nails / Screws / Bolts | Screws
Safety / PPE | Safety/PPE | Personal Protective Equipment
| General Construction | Nails
| General Construction | Screws
| Nails / Screws / Bolts | Nails
| Nails / Screws / Bolts | Screws
| Doors, Windows & Glass | Doors / Windows / Hardware
| CCTV | Camera
| CCTV | DVR
| Conduits | PVC Conduit
| Conduits | PVC Conduit Fittings
| Distribution Boards | Distribution Board
| Distribution Boards | MCB
| Distribution Boards | MCCB
| Distribution Boards | RCCB
| Electrical Boxes | Junction Box
| Electrical Boxes | Switch Box
| Electrical Cables | Copper Cable
| Electrical Cables | Copper Wire
| Electrical Consumables | Insulation Tape
| Electrical Tools | Multimeter
| Electrical Tools | Wire Stripper
| Lighting | Flood Light
| Lighting | LED Bulb
| Lighting | LED Panel
| Lighting | LED Tube
| Sockets | Power Socket
| Sockets | Socket Outlet
| Switches | 1-Gang
| Switches | 1-Gang Switch
| Switches | 2-Gang
| Switches | 2-Gang Switch
| Switches | 3-Gang
| Switches | 4-Gang
| Natural & Engineered Stone | Marble / Granite / Stone
| Paint & Coatings | Accessories
| Paint & Coatings | Architectural Paint
| Paint & Coatings | Industrial Coatings
| Paint & Coatings | Special Coatings
| Paint & Coatings | Wood Finish
| Tiles | Accessories
| Tiles | Ceramic & Porcelain Tiles
| Tiles | Specialty Tiles
| Anchors | Wall Anchor
| Formwork | Plywood / Props / Scaffolding
| Safety/PPE | Personal Protective Equipment
| Heating, Ventilation & Air Conditioning | HVAC Equipment & Materials
| Aggregates | Coarse Aggregate
| Blocks | AAC Blocks
| Blocks | Concrete Blocks
| Blocks | Concrete Blocks / AAC Blocks
| Bricks | Clay Bricks
| Bricks | Fire Bricks
| Bricks | Fly Ash Bricks
| Cement & Binding | Cement
| Construction Chemicals | Adhesive / Grout / Bonding / Curing
| Construction Chemicals | Bonding Agent
| Construction Chemicals | Curing Compound
| Flooring | Laminate
| Flooring | Vinyl
| Formwork | Props
| Formwork | Scaffolding
| Formwork | Shuttering
| Marble & Granite | Granite
| Marble & Granite | Marble
| Mason Tools | Cutting Tools
| Mason Tools | Hand Tools
| Mason Tools | Measuring Tools
| Mason Tools | Mixing Tools
| Roofing | Membrane
| Roofing | Metal Sheet
| Sand | Crush Sand
| Sand | Plaster Sand
| Sand | River Sand
| Sand | River Sand / Crush Sand / Plaster Sand
| Waterproofing | Coating
| Waterproofing | Membrane
| Waterproofing | Waterstop
| General Construction | Adhesives
| General Construction | Anchors
| General Construction | Bolts & Nuts
| General Construction | Ropes
| General Construction | Sealants
| General Construction | Tapes
| General Construction | Tarpaulin
| Safety/PPE | Ear Protection
| Safety/PPE | First Aid
| Safety/PPE | Gloves
| Safety/PPE | Goggles
| Safety/PPE | Helmets
| Safety/PPE | Masks
| Safety/PPE | Reflective Vests
| Safety/PPE | Safety Harnesses
| Safety/PPE | Safety Shoes
| Drainage | Floor Trap
| Faucets | Basin Mixer
| Faucets | Basin Mixer / Kitchen Mixer / Bib Cock
| Faucets | Bib Cock
| Faucets | Kitchen Mixer
| GI Pipes | GI Pipe
| GI Pipes | Medium Class
| PPRC Pipes | PPRC Pipe
| PVC Pipes | Drainage Pipe
| PVC Pipes | PVC Pipe
| Pipe Fittings | Coupling
| Pipe Fittings | Elbow
| Pipe Fittings | PPRC Fittings
| Pipe Fittings | PVC Fittings
| Pipe Fittings | Reducer
| Pipe Fittings | Tee
| Plumbing Consumables | Teflon Tape
| Plumbing Tools | Pipe Wrench
| Sanitary Ware | Basin / Toilet / Drainage
| Sanitary Ware | Toilet Seat
| Sanitary Ware | Wash Basin
| UPVC Pipes | Pressure Pipe
| UPVC Pipes | UPVC Pipe
| Valves | Angle Valve
| Valves | Ball Valve
| Valves | Butterfly Valve
| Valves | Check Valve
| Valves | Gate Valve
| Water Tanks | Plastic Tank
| Steel Plates & Sheets | Steel Sheets
| Structural Steel | Steel Sections
| Reinforcement | Binding Wire
| Reinforcement | Binding Wire / Spacer
| Reinforcement | Rebar
| Reinforcement | Welded Mesh
| Construction Chemicals | Adhesive
| Construction Chemicals | Grout
| Mason Tools | Finishing Tools
| Tiles | Floor Tile
| Tiles | Porcelain Tile
| Tiles | Wall Tile
| Construction Equipment | Construction Machinery & Access
| Tools | Hand Tools
| Tools | Measuring & Survey
| Tools | Power Tools
| Tools | Safety & Access
| Nails / Screws / Bolts | Fasteners
Roofing & Insulation | Roofing Sheets | Metal Roofing Sheets
Roofing & Insulation | Waterproofing | Roof Waterproofing
Roofing & Insulation | Insulation | Thermal Insulation
Roofing & Insulation | Insulation | Vapour & Acoustic
Roofing & Insulation | Insulation | Accessories
Roofing & Insulation | Roof Accessories | Roof Drainage
Roofing & Insulation | Roof Accessories | Roof Ventilation
Roofing & Insulation | Roof Accessories | Roof Safety
Roofing & Insulation | Roof Accessories | Skylights
Gypsum & False Ceiling | Gypsum Boards | Gypsum Board
Gypsum & False Ceiling | Gypsum Boards | Cement Board
Gypsum & False Ceiling | Gypsum Boards | Access Panels
Gypsum & False Ceiling | Metal Framing | Ceiling Grid
Gypsum & False Ceiling | Metal Framing | Stud & Track
Gypsum & False Ceiling | Metal Framing | Accessories
Gypsum & False Ceiling | Fasteners | Gypsum Fasteners
Gypsum & False Ceiling | Jointing | Gypsum Jointing
Gypsum & False Ceiling | Ceiling Systems | Suspended Ceiling
Gypsum & False Ceiling | Ceiling Systems | Suspension
Gypsum & False Ceiling | Decorative | Decorative Ceiling
Flooring & Carpets | Tiles | Floor Tiles
Flooring & Carpets | Tiles | Wall Tiles
Flooring & Carpets | Tiles | Anti-Slip Tiles
Flooring & Carpets | Tiles | Outdoor Tiles
Flooring & Carpets | Tiles | Tile Accessories
Flooring & Carpets | Stone | Marble
Flooring & Carpets | Stone | Granite
Flooring & Carpets | Stone | Engineered Stone
Flooring & Carpets | Vinyl | Vinyl Flooring
Flooring & Carpets | Laminate | Laminate Flooring
Flooring & Carpets | Wood | Wood Flooring
Flooring & Carpets | Carpet | Carpet Tiles
Flooring & Carpets | Carpet | Carpet Rolls
Flooring & Carpets | Carpet | Entrance Mat
Flooring & Carpets | Carpet | Underlay
Flooring & Carpets | Floor Prep | Screed
Flooring & Carpets | Floor Prep | Adhesives
Flooring & Carpets | Floor Prep | Grouts
Flooring & Carpets | Floor Prep | Expansion Joints
Flooring & Carpets | Floor Prep | Sealants
Kitchen Materials & Accessories | Cabinet | Boards
Kitchen Materials & Accessories | Cabinet | Hardware
Kitchen Materials & Accessories | Cabinet | Accessories
Kitchen Materials & Accessories | Sink | Kitchen Sink
Kitchen Materials & Accessories | Sink | Sink Accessories
Kitchen Materials & Accessories | Appliances | Built-in Appliances
Kitchen Materials & Accessories | Appliances | Ventilation
Kitchen Materials & Accessories | Appliances | Dishwashing
Kitchen Materials & Accessories | Accessories | Waste Management
Kitchen Materials & Accessories | Accessories | Plinth
Complete Bathroom & Sanitary catalogue | Sanitary Ware | WC
Complete Bathroom & Sanitary catalogue | Sanitary Ware | Wash Basins
Complete Bathroom & Sanitary catalogue | Sanitary Ware | Urinals
Complete Bathroom & Sanitary catalogue | Sanitary Ware | Bidet
Complete Bathroom & Sanitary catalogue | Faucets | Basin Faucets
Complete Bathroom & Sanitary catalogue | Faucets | Bath Faucets
Complete Bathroom & Sanitary catalogue | Faucets | Shower
Complete Bathroom & Sanitary catalogue | Faucets | Utility Taps
Complete Bathroom & Sanitary catalogue | Drains | Floor Drain
Complete Bathroom & Sanitary catalogue | Drains | Waste
Complete Bathroom & Sanitary catalogue | Bathroom Accessories | Accessories
Complete Bathroom & Sanitary catalogue | Bathroom Accessories | Mirrors
Complete Bathroom & Sanitary catalogue | Shower Enclosures | Glass
Complete Bathroom & Sanitary catalogue | Bathtubs | Bathtubs
Complete Bathroom & Sanitary catalogue | Bathtubs | Accessories
Complete Bathroom & Sanitary catalogue | Plumbing Accessories | Connections
Road & Infrastructure materials | Road Base | Sub-base
Road & Infrastructure materials | Road Base | Base Course
Road & Infrastructure materials | Road Base | Crusher Run
Road & Infrastructure materials | Road Base | Bedding
Road & Infrastructure materials | Asphalt | Asphalt Mix
Road & Infrastructure materials | Asphalt | Asphalt Binder
Road & Infrastructure materials | Asphalt | Prime Coat
Road & Infrastructure materials | Asphalt | Tack Coat
Road & Infrastructure materials | Concrete | Paving
Road & Infrastructure materials | Concrete | Kerbs
Road & Infrastructure materials | Concrete | Drainage
Road & Infrastructure materials | Concrete | Manholes
Road & Infrastructure materials | Drainage | Stormwater
Road & Infrastructure materials | Drainage | Culverts
Road & Infrastructure materials | Geotextiles | Separation
Road & Infrastructure materials | Geotextiles | Reinforcement
Road & Infrastructure materials | Geotextiles | Geogrid
Road & Infrastructure materials | Traffic | Road Marking
Road & Infrastructure materials | Traffic | Signs
Road & Infrastructure materials | Traffic | Safety
Road & Infrastructure materials | Traffic | Barriers
Road & Infrastructure materials | Utilities | Bollards
Road & Infrastructure materials | Utilities | Guardrails
Road & Infrastructure materials | Utilities | Expansion Joints
Landscaping & Garden materials | Hardscape | Pavers
Landscaping & Garden materials | Hardscape | Kerbs
Landscaping & Garden materials | Hardscape | Edging
Landscaping & Garden materials | Soil | Topsoil
Landscaping & Garden materials | Soil | Compost
Landscaping & Garden materials | Soil | Mulch
Landscaping & Garden materials | Soil | Aggregates
Landscaping & Garden materials | Plants | Trees
Landscaping & Garden materials | Plants | Shrubs
Landscaping & Garden materials | Plants | Hedges
Landscaping & Garden materials | Plants | Ground Cover
Landscaping & Garden materials | Plants | Palms
Landscaping & Garden materials | Plants | Grass
Landscaping & Garden materials | Irrigation | Pipes
Landscaping & Garden materials | Irrigation | Drip
Landscaping & Garden materials | Irrigation | Sprinklers
Landscaping & Garden materials | Irrigation | Valves
Landscaping & Garden materials | Irrigation | Controllers
Landscaping & Garden materials | Irrigation | Filters
Landscaping & Garden materials | Garden | Tools
Landscaping & Garden materials | Garden | Fertilizers
Landscaping & Garden materials | Garden | Lighting
Fire Fighting system | Fire Protection | Fire Extinguishers
Fire Fighting system | Fire Protection | Fire Hose Reels
Fire Fighting system | Fire Protection | Fire Hydrants
Fire Fighting system | Fire Protection | Sprinklers
Fire Fighting system | Fire Protection | Sprinkler Accessories
Fire Fighting system | Fire Protection | Pipes
Fire Fighting system | Fire Protection | Fittings
Fire Fighting system | Fire Protection | Valves
Fire Fighting system | Fire Protection | Alarm
Fire Fighting system | Fire Protection | Pumps
Fire Fighting system | Fire Protection | Tanks
Fire Fighting system | Fire Protection | Accessories
Security & Low Voltage systems | Security | CCTV
Security & Low Voltage systems | Security | Access Control
Security & Low Voltage systems | Security | Intercom
Security & Low Voltage systems | Security | Intrusion
Security & Low Voltage systems | Low Voltage | Structured Cabling
Security & Low Voltage systems | Low Voltage | Fiber
Security & Low Voltage systems | Low Voltage | PA System
Security & Low Voltage systems | Low Voltage | TV Distribution
Security & Low Voltage systems | Low Voltage | MATV/SMATV
Security & Low Voltage systems | Low Voltage | Clock System
Solar & Renewable Energy | Solar PV | Panels
Solar & Renewable Energy | Solar PV | Inverters
Solar & Renewable Energy | Solar PV | Mounting
Solar & Renewable Energy | Solar PV | Cabling
Solar & Renewable Energy | Solar PV | Protection
Solar & Renewable Energy | Solar PV | Monitoring
Solar & Renewable Energy | Battery | Lithium Battery
Solar & Renewable Energy | Battery | Lead Acid
Solar & Renewable Energy | Battery | Protection
Solar & Renewable Energy | Battery | Accessories
Solar & Renewable Energy | Solar Water Heating | Solar Water Heater
Solar & Renewable Energy | Solar Water Heating | Accessories
Solar & Renewable Energy | Wind | Small Wind
Solar & Renewable Energy | Wind | Controllers
Scaffolding & Formwork complete system | Scaffolding | Frames
Scaffolding & Formwork complete system | Scaffolding | Tubes
Scaffolding & Formwork complete system | Scaffolding | Couplers
Scaffolding & Formwork complete system | Scaffolding | Base
Scaffolding & Formwork complete system | Scaffolding | Access
Scaffolding & Formwork complete system | Scaffolding | Safety
Scaffolding & Formwork complete system | Scaffolding | Accessories
Scaffolding & Formwork complete system | Formwork | Plywood
Scaffolding & Formwork complete system | Formwork | Timber
Scaffolding & Formwork complete system | Formwork | Steel
Scaffolding & Formwork complete system | Formwork | Aluminium
Scaffolding & Formwork complete system | Formwork | Ties
Scaffolding & Formwork complete system | Formwork | Release
Scaffolding & Formwork complete system | Formwork | Jointing
Scaffolding & Formwork complete system | Formwork | Accessories
Industrial materials and MEP items | Industrial | Steel
Industrial materials and MEP items | Industrial | Stainless Steel
Industrial materials and MEP items | Industrial | Fasteners
Industrial materials and MEP items | Industrial | Welding
Industrial materials and MEP items | Industrial | Paint
Industrial materials and MEP items | Industrial | Pipes
Industrial materials and MEP items | Industrial | Valves
Industrial materials and MEP items | MEP | HVAC
Industrial materials and MEP items | MEP | Electrical
Industrial materials and MEP items | MEP | Plumbing
Industrial materials and MEP items | MEP | Pumps

## Brand Master
Brand ID | Brand Name | Category
BR001 | (enter brand) | Cement
BR002 | (enter brand) | Electrical
BR003 | (enter brand) | Plumbing
BR004 | (enter brand) | Tiles
BR005 | (enter brand) | Steel
Note: replace placeholder rows with your actual supplier/brand names per category.
BR009 | Lucky Cement | Cement
BR010 | Bestway Cement | Cement
BR011 | DG Cement | Cement
BR012 | Fauji Cement | Cement
BR013 | Master Tiles | Tiles
BR014 | Sonex | Electrical
BR015 | Schneider Electric | Electrical
BR016 | ABB | Electrical
BR017 | GM Cables | Electrical
BR018 | Pakistan Cables | Electrical
BR019 | Master Pipe | Plumbing
BR020 | Popular Pipes | Plumbing
BR021 | Dadex | Plumbing
BR022 | Master Paints | Paint
BR023 | Nippon Paint | Paint